## Energy Storage Technologies
Technologies | Sub-technologies | Use | Energy Capacity | Power installed capacity | Storage duration at full power | CAPEX (€/kW) | Average CAPEX (€/kWh, 2016) | Max CAPEX (€/kWh, 2016) | CAPEX estimated 2030 (€/kWh) | OPEX (€/kWh) | Round-trip efficiency (%) | Conversion efficiency (%) | Response Time | Level of maturity (TRL, 3: very mature, 1: not mature) | Services provided | Major technological issues experienced | Source
Mechanical | Pumped Hydro Storage (PHS) | FTM | 1-100 GWh | 100 MW-1 GW | several hours | 500-1500 | 19 | 90.1 | 19 |  | 80 | X | Seconds - Minutes | 3 | Renewables integration shifting, Load levelling, Frequency regulation, Voltage support | Geographical constraint | http://ease-storage.eu/energy-storage/technologies/ | http://www.imperial.ac.uk/grantham/energy-storage/
| Pumped Heat Electrical Storage (PHES) | FTM | 500 kWh-1 GWh | 100 kW-200 MW | 3-6 hours | 350 |  |  |  |  | 70-75 | X | Seconds - Minutes | 1 | Voltage support | Maturity of the technology | http://ease-storage.eu/energy-storage/technologies/ | http://www.imperial.ac.uk/grantham/energy-storage/
| Adiabatic Compressed Air Energy Storage (ACAES) | FTM | 10 MWh-10 GWh | 10-300 MW | several hours | 1200-2000 |  |  |  |  | >70 | X |  |  | Renewables integration shifting, Load levelling, Frequency regulation, Voltage support | Geographical constraint | http://ease-storage.eu/energy-storage/technologies/
| Compressed Air Energy Storage (CAES) | FTM | 10 MWh-10 GWh | 10-300 MW | several hours | 400-1200 | 47 | 75 | 40 |  | 45-60 | X | Minutes | 2 | Renewables integration shifting, Load levelling, Frequency regulation, Voltage support | Low efficiency, Geographical constraint | http://ease-storage.eu/energy-storage/technologies/ | http://www.imperial.ac.uk/grantham/energy-storage/
| Liquid Air Energy Storage (LAES) | FTM | 10 MWh-8 GWh | 5-650 MW | 2-24 hours | 500-3500 |  |  |  |  | 50-100 | X |  |  | Renewables integration shifting, Load levelling, Frequency regulation, Voltage support | Maturity of the technology | http://ease-storage.eu/energy-storage/technologies/
| Flywheel | FTM | 5-10 kWh | 1-20 MW | 5-30 minutes | 500-2000 | 2750 | 5406 | 1750 |  | 85 | X | Minutes | 1.5 | Renewables integration shifting, UPS backup, load levelling | Very high idle losses, Need for bearing maintenance or power for energising magnetic bearings | https://www.diva-portal.org/smash/get/diva2:476114/FULLTEXT01.pdf | http://www.imperial.ac.uk/grantham/energy-storage/
ElectroChemical | Sodium Sulphur batteries | FTM | < 100 MWh | < 10 MW | 6 hours | 2000-3000 | 330 | 660 | 143 |  | 75-85 | X | Milliseconds |  | Renewables integration shifting, Load levelling, Frequency regulation, Voltage support, Blackstart | High OPEX | http://ease-storage.eu/energy-storage/technologies/ | http://www.imperial.ac.uk/grantham/energy-storage/
| Lead Acid batteries | FTM/BTM | up to 10 MWh | Some MW | several hours | 100-500 | 220 | 430 | 110 |  | 75-85 | X | Milliseconds | 2.5 | Automotive, UPS Backup | Water loss, gassing | http://ease-storage.eu/energy-storage/technologies/ | http://www.imperial.ac.uk/grantham/energy-storage/
| Sodium Nickel Chloride batteries | FTM | 4 kWh- 10 MWh | Several MW | 2- to several hours | 150-1000 | 350 | 440 | 143 |  | 85-95 | X | Milliseconds |  | Renewables integration shifting, Load levelling, Frequency regulation, Voltage support, Blackstart | Potential issues with the molten sodium | http://ease-storage.eu/energy-storage/technologies/ | http://www.imperial.ac.uk/grantham/energy-storage/
| Lithium-ion batteries | FTM/BTM | < 10 MWh | < 50 MW | 10 min to 4 hours | 150-1300 | 520 | 760 | 200 |  | 86 | X | Milliseconds | 2 | Renewables integration shifting, Load levelling, Frequency regulation, Voltage support, Blackstart | Lithium ressource | http://ease-storage.eu/energy-storage/technologies/ | http://www.imperial.ac.uk/grantham/energy-storage/
| Lithium-S batteries R&D | FTM/BTM | [9 empty] | X | Milliseconds |  | Automotive, grid storage, consumer storage |  | http://ease-storage.eu/energy-storage/technologies/ | http://www.imperial.ac.uk/grantham/energy-storage/
| Lithium-Metal-Polymer batteries | FTM/BTM | [9 empty] | X | Milliseconds |  | UPS backup, Grid and consumer storage |  | http://ease-storage.eu/energy-storage/technologies/ | http://www.imperial.ac.uk/grantham/energy-storage/
| Metal Air batteries R&D | FTM | [9 empty] | X | Milliseconds |  | Renewables integration, Automotive |  | http://ease-storage.eu/energy-storage/technologies/ | http://www.imperial.ac.uk/grantham/energy-storage/
| Ni-Cd batteries |  | some MWh | some MW | some hours | 500-1500 | 400-700 |  |  |  | 60-70 | X | Milliseconds |  | Aviation safety, Railways |  | http://ease-storage.eu/energy-storage/technologies/ | http://www.imperial.ac.uk/grantham/energy-storage/
| Ni-MH batteries |  | some MWh | some MW | some hours | 500-1500 | 400-700 |  |  |  | 60-70 | X | Milliseconds |  | Automotive, Railways |  | http://ease-storage.eu/energy-storage/technologies/ | http://www.imperial.ac.uk/grantham/energy-storage/
| Na-ion batteries R&D | FTM/BTM | [9 empty] | X | Milliseconds |  | Grid and consumer storage |  | http://ease-storage.eu/energy-storage/technologies/ | http://www.imperial.ac.uk/grantham/energy-storage/
| Redow flow batteries Zn Fe | FTM | < 100 MWh | < 10 MW | some hours | [6 empty] | X | Milliseconds | 2 | Renewables integration shifting, Load levelling, Frequency regulation, Voltage support, Blackstart | Unoptimised electrolyte flow rates can increase pumping energy requirements and reduce energy efficiency | http://ease-storage.eu/energy-storage/technologies/ | http://www.imperial.ac.uk/grantham/energy-storage/
| Redox flow batteries Vanadium | FTM | < 100 MWh | < 10 MW | some hours | 500-2300 | 300 | 950 | 100 |  | 70 | X | Milliseconds | 2 | Renewables integration shifting, Load levelling, Frequency regulation, Voltage support, Blackstart | High cost of vanadium and current membrane,designs, Unoptimised electrolyte flow rates can increase pumping energy requirements and reduce energy efficiency | http://ease-storage.eu/energy-storage/technologies/ | http://www.imperial.ac.uk/grantham/energy-storage/
| Redox flow batteries Zn Br | FTM | < 100 MWh | < 10 MW | some hours | 500-2300 | 800 | 1520 | 275 |  | 70 | X | Milliseconds | 2 | Renewables integration shifting, Load levelling, Frequency regulation, Voltage support, Blackstart | Unoptimised electrolyte flow rates can increase pumping energy requirements and reduce energy efficiency | http://ease-storage.eu/energy-storage/technologies/ | http://www.imperial.ac.uk/grantham/energy-storage/
Electrical | Superconducting Magnetic Energy Storage (SMES) | FTM | 1-10 kWh | 100kW-5MW | 1-100 seconds | 700-2000 |  |  |  |  | >90 | X | Milliseconds | 1.5 | Renewables integration shifting, Load levelling, Frequency regulation | Maturity of the technology, expensive, low energy density | IRENA-Tech brief Energy Storage | http://www.imperial.ac.uk/grantham/energy-storage/
| Supercapacitor | FTM | 1-5 kWh | 100kW-5MW | <30 seconds | 1500-2500 |  |  |  |  | 90 | X | Milliseconds | 1.5 | Automotive,Voltage control, UPS backup | Maturity of the technology, expensive, low energy density | IRENA-Tech brief Energy Storage | http://www.imperial.ac.uk/grantham/energy-storage/
Chemical | Power to Gas (H2) | FTM | up to 100 GWh | 1kW -1 GW | several hours-several months | 2000-5000 |  |  |  |  | 20-40 | 70 | Minutes | 1 | Renewable integration shifting, fuel utilisation, energy arbitrage, chemical and petrochemical uses | Low efficiency, expensive, low energy density | http://ease-storage.eu/energy-storage/technologies/ | http://www.imperial.ac.uk/grantham/energy-storage/
| Power to Ammonia - Gasoline | FTM | 1 MWh-several GWh | 1 MW-1 GW | [7 empty] | 50-55 |  |  | Renewables integration, Smart grid | Heavy process, low efficency | http://ease-storage.eu/energy-storage/technologies/
| Power to Methane | FTM | 1 MWh-several GWh | 1 MW-1 GW | [7 empty] | 48-53 |  |  | Renewables integration, Smart grid | Heavy process, low efficency | http://ease-storage.eu/energy-storage/technologies/
| Power to Methanol + Gasoline | FTM | 1 MWh-several GWh | 1 MW-1 GW | [10 empty] | Renewables integration, Smart grid | Heavy process, low efficency | http://ease-storage.eu/energy-storage/technologies/
Thermal | Molten salts | FTM | 3 GWh | 300 MW | 6-10 hours | 100-300 | 20-40 |  |  |  | 40 | X |  |  | Renewable integration shifting, renewable energy, Concentrated Solar Power + energy storage | High material costs | https://www.eces-a30.org/wp-content/uploads/Applications-of-Thermal-Energy-Storag-in-the-Energy-Transition-Annex-30-Report.pdf
| Sensible Thermal Energy Storage (STES) | FTM | 10-50 kWh/t | 0,001-10 MW | 1-12 hours | 3000-4000 |  |  |  |  | 50-90 | X |  |  | Renewable integration shifting, heat source |  | https://iea-etsap.org/E-TechDS/PDF/E17IR%20ThEnergy%20Stor_AH_Jan2013_final_GSOK.pdf
| Phase Change Material (PCM) | FTM | 50-150 kWh/t | 0,001-1 MW | some weeks | 5500-15000 |  |  |  |  | 75-90 | X |  |  | Renewable integration shifting, heat source | High cost | https://iea-etsap.org/E-TechDS/PDF/E17IR%20ThEnergy%20Stor_AH_Jan2013_final_GSOK.pdf
| ThermoChemical Storage (TCS) | FTM | 12-250 kWh/t | 0,01-1 MW | some days | Thermal |  |  |  |  | 75-100 | X |  |  | Renewable integration shifting, heat source | Maturity of the technology | https://iea-etsap.org/E-TechDS/PDF/E17IR%20ThEnergy%20Stor_AH_Jan2013_final_GSOK.pdf

## Facilities Data
Country | City | Facility Name | Facility Status | Technology type | Sub-technology | Power installed capacity (MW) | Energy Capacity (MWh) | Grid connection level | Grid Operator | Date of commisionning | Operator | Source
Austria | Mallnitz | Feldsee-1 | Operational | Mechanical | PHS | 70 |  |  |  | 2009 | Kelag | Power Plant Tracker
Austria | Mallnitz | Feldsee-2 | Operational | Mechanical | PHS | 70 |  |  |  | 2011 | Kelag | Power Plant Tracker
Austria |  | Fragant | Operational | Mechanical | PHS | 334 |  |  |  | 2007 | Kelag | Power Plant Tracker
Austria | Häusling | Häusling | Operational | Mechanical | PHS | 360 |  |  |  | 1988 | Verbund | Power Plant Tracker
Austria | Berg | Hintermuhr | Operational | Mechanical | PHS | 104 |  |  |  | 1992 | Salzburg AG | Power Plant Tracker
Austria | Kaprun | Kaprun-Oberstufe | Operational | Mechanical | PHS | 112.8 |  |  |  | 1956 | Verbund | Power Plant Tracker
Austria | Kaunertal | Kaunertal-2 | Announced | Mechanical | PHS | 400 | 152000 |  |  | 2034 | Tiwag | https://tyndp.entsoe.eu/tyndp2018/projects/storage_projects
Austria | Partenen | Kopswerk-1 | Operational | Mechanical | PHS | 247 |  |  |  | 1968 | EnBW | Power Plant Tracker
Austria | Partenen | Kopswerk-2.1 | Operational | Mechanical | PHS | 175 |  |  |  | 2008 | EnBW | Power Plant Tracker
Austria | Partenen | Kopswerk-2.2 | Operational | Mechanical | PHS | 175 |  |  |  | 2008 | EnBW | Power Plant Tracker
Austria | Partenen | Kopswerk-2.3 | Operational | Mechanical | PHS | 175 |  |  |  | 2008 | EnBW | Power Plant Tracker
Austria |  | Koralpe | Operational | Mechanical | PHS | 50 |  |  |  | 2007 | Kelag | Power Plant Tracker
Austria | Kühtai | Kühtai-2 | Announced | Mechanical | PHS | 130 |  |  |  |  | Tiwag | Power Plant Tracker
Austria | Kaprun | Limberg-2 | Operational | Mechanical | PHS | 480 |  |  |  | 2011 | Verbund | Power Plant Tracker
Austria | Kaprun | Limberg-3 | Authorized | Mechanical | PHS | 480 |  |  |  | 2022 | Verbund | Power Plant Tracker
Austria |  | Lünersee | Operational | Mechanical | PHS | 232 |  |  |  | 1958 | Vorarlberger Illwerke | Power Plant Tracker
Austria | Klagenfurt | Malta-Hauptstufe | Operational | Mechanical | PHS | 730 |  |  |  | 1979 | Verbund | Power Plant Tracker
Austria | Brandstatt | Malta-Oberstufe | Operational | Mechanical | PHS | 120 |  |  |  | 1979 | Verbund | Power Plant Tracker
Austria | Vermunt | Obervermunt-2 | Operational | Mechanical | PHS | 360 |  |  |  | 2019-06-30 | Vorarlberger Illwerke | Power Plant Tracker
Austria | Rastenfeld | Ottenstein TU | Operational | Mechanical | PHS | 48 |  |  |  |  | EVN Group | Power Plant Tracker
Austria | Molln | Pfaffenboden | Under Construction | Mechanical | PHS | 300 | 1800 |  |  | 2022 | Wien Energie | https://tyndp.entsoe.eu/tyndp2018/projects/storage_projects
Austria | Prottes | Prottes | Operational | Electrochemical | Li-ion | 2.5 | 2.2 |  |  | 2017 |  | http://www.webdisclosure.com/finance/stocks/evn-ag/news/752143.html
Austria | Pfarrkirschen im muhlkreis | Ranna | Operational | Mechanical | PHS | 19 |  |  |  | 1925 | Energie AG | Power Plant Tracker
Austria | Kollnitz | Reisseck-2 | Operational | Mechanical | PHS | 430 |  |  |  | 2016 | Verbund | Power Plant Tracker
Austria | Vandans | Rodundwerk-1 | Operational | Mechanical | PHS | 198 |  |  |  | 1943 | EnBW | Power Plant Tracker
Austria | Vandans | Rodundwerk-2 | Operational | Mechanical | PHS | 295 |  |  |  | 2012 | EnBW | Power Plant Tracker
Austria | Ginzling | Roßhag | Operational | Mechanical | PHS | 231 |  |  |  | 1972 | Verbund | Power Plant Tracker
Austria | Stubachtal | Tauernmoos | Bidding process | Mechanical | PHS | 130 |  |  |  |  | OEBB | Power Plant Tracker
Belgium | Trois ponts | Coo-I-1 | Operational | Mechanical | PHS | 158 | 780 |  |  | 1971 | Electrabel | Power Plant Tracker
Belgium | Trois ponts | Coo-I-2 | Operational | Mechanical | PHS | 158 | 780 |  |  | 1971 | Electrabel | Power Plant Tracker
Belgium | Trois ponts | Coo-I-3 | Operational | Mechanical | PHS | 158 | 780 |  |  | 1971 | Electrabel | Power Plant Tracker
Belgium | Trois ponts | Coo-II-4 | Operational | Mechanical | PHS | 230 | 886.66 |  |  | 1980 | Electrabel | Power Plant Tracker
Belgium | Trois ponts | Coo-II-5 | Operational | Mechanical | PHS | 230 | 886.66 |  |  | 1980 | Electrabel | Power Plant Tracker
Belgium | Trois ponts | Coo-II-6 | Operational | Mechanical | PHS | 230 | 886.66 |  |  | 1980 | Electrabel | Power Plant Tracker
Belgium | Drogenbos | Drogenbos | Operational | Electrochemical | Li-ion | 7 | 20 |  |  | 2017 | Engie | https://www.energy-storage.news/news/alfen-follows-czech-milestone-with-belgiums-first-grid-stabilising-battery
Belgium |  | Iland | Announced | Mechanical | PHS | 550 | 2000 |  |  | 2022 | THV iLand | https://tyndp.entsoe.eu/tyndp2018/projects/storage_projects/1002
Belgium | Seraing | MiRIS | Operational | Electrochemical | Li-ion / Flow | 0.5 | 1.7 |  |  | 2018 | CMI Energy | https://www.nsenergybusiness.com/news/cmi-energy-energy-storage-plant-belgium/c
Belgium | Seraing | MiRIS | Operational | Electrochemical | Flow (Zn?) | 1.2 | 1.3 |  |  | 2018 |  | http://www.energystoragejournal.com/pilot-project-utilizes-best-of-three-ess-technologies-in-one-system/
Belgium | Seraing | MiRIS | Operational | Electrochemical | Li-ion | 1.2 | 1.3 |  |  | 2018 |  | http://www.energystoragejournal.com/pilot-project-utilizes-best-of-three-ess-technologies-in-one-system/
Belgium | Seraing | MiRIS | Operational | Electrochemical | Sodium Sulphur | 0.2 | 1.1 |  |  | 2018 |  | http://www.energystoragejournal.com/pilot-project-utilizes-best-of-three-ess-technologies-in-one-system/
Belgium | Olen | Olen Umicore BAT | Operational | Electrochemical | Li-ion | 1.2 | 0.75 |  |  | 2019-10-08 | Engie | https://innovation.engie.com/fr/news/actus/stockage-d-energie/un-systeme-de-batteries-industrielles-de-deuxieme-vie/12866
Belgium | Puurs | Peleman Industries | Operational | Electrochemical | Li-ion | 2 |  |  |  | 2018 | Eneco | https://eneco.be/peleman ; https://www.hln.be/in-de-buurt/puurs/belgische-primeur-voor-peleman-industries~a762e1a9/
Belgium | Froidchapelle | Plate Taille | Operational | Mechanical | PHS | 140 | 710 |  |  |  | Lampiris | Power Plant Tracker
Belgium | Ruien | Ruien Energy Storage | Announced | Electrochemical | Li-ion | 25 | 32 |  |  | 2020-12-31 | EVN AG | http://www.res-nv.be/
Belgium | Terhills | Terhills | Operational | Electrochemical | Li-ion | 18.2 | 21.7 |  |  | 2018-12-31 | Tesla | https://reneweconomy.com.au/tesla-unveils-18-2mw-big-battery-in-belgium-77858/
Belgium | Kraftwerke | TheBattery | Operational | Electrochemical | Li-ion | 2 | 2 |  |  |  | Peleman | http://www.energystoragejournal.com/2018/07/26/partnership-installs-belgiums-biggest-duel-purpose-battery-ess/
Bulgaria | Sestrimo | Belmeken | Operational | Mechanical | PHS | 375 | 640 |  |  | 1974 | NEK | Power Plant Tracker
Bulgaria | Sestrimo | Chaira | Operational | Mechanical | PHS | 864 | 27340 |  |  | 1995 - 1999 | NEK | Power Plant Tracker
Bulgaria | Krichim | Orpheus | Operational | Mechanical | PHS | 160 | 13150 |  |  | 1975 | NEK | Power Plant Tracker
Bulgaria |  | Yadenitsa | Announced | Mechanical | PHS | 864 | 5200 |  |  | 2025 - 2030 | NEK | Power Plant Tracker
Croatia |  | Blato | Operational | Mechanical | PHS | 4.2 |  |  | HOPS |  | HEP | Power Plant Tracker
Croatia |  | Busco | Operational | Mechanical | PHS | 7.5 |  |  | HOPS |  | HEP | Power Plant Tracker
Croatia |  | Dubrovnik II | Announced | Mechanical | PHS | 304 |  |  | HOPS | 2022 - 2028 | HEP | Power Plant Tracker
Croatia | Fuzine | Fuzine | Operational | Mechanical | PHS | 4.6 |  |  | HOPS |  | HEP | Power Plant Tracker
Croatia |  | Kosinj | Announced | Mechanical | PHS | 249.7 |  | 110 kV/220 kV | HOPS | 2021-2026 | HEP | Power Plant Tracker
Croatia | Orlovac | Orlovac | Operational | Mechanical | PHS | 237 |  |  | HOPS | 1973 | HEP | Power Plant Tracker
Croatia | Obrovac | Velebit | Operational | Mechanical | PHS | 276 | 2340 |  | HOPS | 1984 | HEP | Power Plant Tracker
Croatia | Tribalj | Vinodol-1 | Operational | Mechanical | PHS | 90 |  |  | HOPS | 1952 | HEP | Power Plant Tracker
Croatia | Tribalj | Vinodol-2 | Announced | Mechanical | PHS | 150 |  | 110 kV | HOPS | 2023-2027 | HEP | Power Plant Tracker
Croatia | Split-Dalmatia | Vrdovo PHSP | Announced | Mechanical | PHS | 540 |  |  | HOPS | 2022 - 2028 | HEP | Power Plant Tracker
Cyprus | Nicosie | Nicosie | Announced | Electrochemical | Unknown | 5 | 2.35 |  |  |  |  | https://www.pv-magazine.com/2019/03/27/cyprus-set-to-install-its-first-battery-storage-and-blockchain-systems/
Czech Republic | Dalesice | Dalesice-1 | Operational | Mechanical | PHS | 120 | 575 |  |  | 1978 | CEZ | Power Plant Tracker
Czech Republic | Dalesice | Dalesice-2 | Operational | Mechanical | PHS | 120 | 575 |  |  | 1978 | CEZ | Power Plant Tracker
Czech Republic | Dalesice | Dalesice-3 | Operational | Mechanical | PHS | 120 | 575 |  |  | 1978 | CEZ | Power Plant Tracker
Czech Republic | Dalesice | Dalesice-4 | Operational | Mechanical | PHS | 120 | 575 |  |  | 1978 | CEZ | Power Plant Tracker
Czech Republic | Jesenik | Dlouhe Strane-1 | Operational | Mechanical | PHS | 325 |  |  |  | 1996 | CEZ | Power Plant Tracker
Czech Republic | Jesenik | Dlouhe Strane-2 | Operational | Mechanical | PHS | 325 |  |  |  | 1996 | CEZ | Power Plant Tracker
Czech Republic | Mydlovary | Mydlovary | Operational | Electrochemical | Li-ion | 1 | 1.75 | Not connected |  | 2018 |  | Akubat
Czech Republic | Obořiště | Obořiště | Operational | Electrochemical | Li-ion | 1 | 1.3 | Not connected |  | 2018 |  | Akubat
Czech Republic | Ochoz | Ochoz | Announced | Electrochemical | Li-ion |  | 10 |  |  |  |  | https://alfen.com/en/news/grand-opening-alfen%E2%80%99s-mega-energy-storage-system-czech-republic
Czech Republic | Prakšice | Prakšice | Operational | Electrochemical | Li-ion | 1 | 1.2 | Not connected |  | 2017 | Alfen / Solar Global | https://alfen.com/en/news/grand-opening-alfen%E2%80%99s-mega-energy-storage-system-czech-republic
Czech Republic | Stechovice | Stechovice-2 | Operational | Mechanical | PHS | 45 |  |  |  | 1948 | CEZ | Power Plant Tracker
Denmark | Bornholm | BOSS | Announced | Electrochemical | Unknown | 1 | 1 |  |  |  |  | https://www.cee.elektro.dtu.dk/news/2019/03/largest-battery-in-denmark-to-be-installed-on-bornholm?id=b1cafaa9-a836-4643-9f3f-9113b47842c1
Denmark | HyBalance - Air Liquide Advanced Business | Hobro | Operational | Chemical | P2G | 1.25 |  |  |  |  | Air liquide | https://www.energystorageexchange.org/projects?q=&title=&ratedPower%5Bmin%5D=&ratedPower%5Bmax%5D=&duration%5Bmin%5D=&duration%5Bmax%5D=&owner=&energyStorageTechnologyProvider=&powerElectronicsProvider=&oMContractor=&developer=&integratorCompany=&isoRto=&state=&country=Denmark&state=
Denmark | Vestas Lem Kær ESS Demo 400 kW | Lem Kær | Operational | Electrochemical | Li-ion | 0.4 | 0.1 |  |  |  | Vestas | https://www.energystorageexchange.org/projects?q=&title=&ratedPower%5Bmin%5D=&ratedPower%5Bmax%5D=&duration%5Bmin%5D=&duration%5Bmax%5D=&owner=&energyStorageTechnologyProvider=&powerElectronicsProvider=&oMContractor=&developer=&integratorCompany=&isoRto=&state=&country=Denmark&state=
Denmark | Lem Kær 1.2 MW ESS Demo - Vestas Wind Systems | Lem Kær | Operational | Electrochemical | Li-ion | 1.2 | 0.3 |  |  |  | Vestas | https://www.energystorageexchange.org/projects?q=&title=&ratedPower%5Bmin%5D=&ratedPower%5Bmax%5D=&duration%5Bmin%5D=&duration%5Bmax%5D=&owner=&energyStorageTechnologyProvider=&powerElectronicsProvider=&oMContractor=&developer=&integratorCompany=&isoRto=&state=&country=Denmark&state=
Estonia | Alutaguse | Estonia PSPP | Announced | Mechanical | PHS | 50 | 350 |  | Elering AS | 2030 | Eesti Energia AS | Eesti Energia AS
Estonia | Paldiski | Paldiski Hydro | Announced | Mechanical | PHS | 500 | 4000 |  |  | 2028 | Energiasalv Pakri OU | Power Plant Tracker
Finland | Kuru | Kuru | Operational | Electrochemical | Li-ion | 0.3 | 0.22 | DSO | DSO | 2019-06-01 | Owner: Fortum Oyj; Operator: Fortum Oyj / Elenia Oy ; Battery provider: SAFT; Power electronics and grid connection: ZHS (mostly ABB's components) | Energy Authority / Fortum Oyj
Finland | Lempäälä | LEMENE | Under construction |  |  | 2.4 | 1.6 | Local micro-grid (?) |  | 2019 | Siemens | https://www.businessfinland.fi/en/whats-new/news/invest-in-finland/2018/finnish-lemene-smart-energy-system/ & https://www.esitteemme.fi/lemene/WebView/
Finland | Järvenpää | LIDL Distribution Centre | Under construction | Electrochemical | Li-ion | 2.6 | 1.6 | Building's internal grid |  | 2019 | LIDL / Merus Power | https://www.meruspower.fi/news/merus-power-deliver-energy-storage-system-lidl/ & http://www.sahkoala.fi/ammattilaiset/artikkelit/energiatehokkuus/fi_FI/Teollinen_mikroverkko_energianhallintajarjestelman_osana/
Finland | Espoo | Sello Shopping Centre | Operational | Electrochemical | LiNiMnCoO2 | 2 | 2.1 | Building's internal grid |  | 1/2019 | Operator: Siemens; Battery provider: Siemens | Energy Authority / Siemens
Finland | Simo | Viinamäki (wind farm) | Under construction | Electrochemical | Li-ion | 6 | 6.6 | TSO | TSO | 12/2019 | Owner and operator: TuuliWatti Oy; Battery provider: SAFT S.A.S; Power electronics provider: Merus Power Dynamics Oy | Energy Authority / Tuuliwatti Oy
Finland | Järvenpää | Järvenpää Batcave | Operational | Electrochemical | Li-ion | 2 | 1 | DSO | DSO | 2017-03-01 | Owner and operator: Fortum Oyj; Battery provider:Saft | Energy Authority / Fortum Oyj
Finland | Helsinki | Suvilahti | Operational | Electrochemical | Li-ion | 1.2 | 0.6 | DSO | DSO | 2016-08-01 | Owner and operator: Helen Oy; Battery provider: Toshiba Group | Energy Authority / Helen Oy
France | Carbonne | EDF DPIH CARBONNE | Operational | Mechanical | PHS | 0.4 | 0 |  | RTE | 1997 | 0 | Power Plant Tracker
France | Aime | CENTRALE DE PONT THIERET | Operational | Mechanical | PHS | 0.6 | 0 |  | RTE | 2001 | 0 | Power Plant Tracker
France | Ham-sur-Meuse | BARRAGE HYDRAULIQUE DE HAM | Operational | Mechanical | PHS | 0.9 | 0 |  | RTE | 2017 | 0 | Power Plant Tracker
France | EDF R&D Les Renardières Concept Grid ESS | Les renardières | Operational | Electrochemical | Li-ion | 1 | 0.5 |  |  |  | Saft | https://www.energystorageexchange.org/projects?q=&title=&technologyBroadCategory%5B%5D=Electro-chemical&technologyBroadCategory%5B%5D=Thermal%20Storage&technologyBroadCategory%5B%5D=Liquid%20Air%20Energy%20Storage&technologyBroadCategory%5B%5D=Hydrogen%20Storage&technologyBroadCategory%5B%5D=Lithium%20Ion%20Battery&technologyBroadCategory%5B%5D=Compressed%20Air%20Energy%20Storage&ratedPower%5Bmin%5D=&ratedPower%5Bmax%5D=&duration%5Bmin%5D=&duration%5Bmax%5D=&owner=&energyStorageTechnologyProvider=&powerElectronicsProvider=&oMContractor=&developer=&integratorCompany=&isoRto=&state=&country=France&state=
France | Reunion Island Pegase Project | Saint Andre | Operational | Electrochemical | NaS | 1 | 7.2 |  |  |  | EDF | https://www.energystorageexchange.org/projects?q=&title=&technologyBroadCategory%5B%5D=Electro-chemical&technologyBroadCategory%5B%5D=Thermal%20Storage&technologyBroadCategory%5B%5D=Liquid%20Air%20Energy%20Storage&technologyBroadCategory%5B%5D=Hydrogen%20Storage&technologyBroadCategory%5B%5D=Lithium%20Ion%20Battery&technologyBroadCategory%5B%5D=Compressed%20Air%20Energy%20Storage&ratedPower%5Bmin%5D=&ratedPower%5Bmax%5D=&duration%5Bmin%5D=&duration%5Bmax%5D=&owner=&energyStorageTechnologyProvider=&powerElectronicsProvider=&oMContractor=&developer=&integratorCompany=&isoRto=&state=&country=France&state=
France | Carros NICE GRID Primary Substation Battery (PSB) Project | Carros | Operational | Electrochemical | Li-ion | 1.1 | 0.572 |  |  |  | Alstom Grid | https://www.energystorageexchange.org/projects?q=&title=&technologyBroadCategory%5B%5D=Electro-chemical&technologyBroadCategory%5B%5D=Thermal%20Storage&technologyBroadCategory%5B%5D=Liquid%20Air%20Energy%20Storage&technologyBroadCategory%5B%5D=Hydrogen%20Storage&technologyBroadCategory%5B%5D=Lithium%20Ion%20Battery&technologyBroadCategory%5B%5D=Compressed%20Air%20Energy%20Storage&ratedPower%5Bmin%5D=&ratedPower%5Bmax%5D=&duration%5Bmin%5D=&duration%5Bmax%5D=&owner=&energyStorageTechnologyProvider=&powerElectronicsProvider=&oMContractor=&developer=&integratorCompany=&isoRto=&state=&country=France&state=
France | Corsica 2 MW Storage by Saft and Schneider | Corte | Announced | Electrochemical | Li-ion | 2 | 2 |  | EDF SEI |  | Schneider Electric | https://www.energystorageexchange.org/projects?q=&title=&technologyBroadCategory%5B%5D=Electro-chemical&technologyBroadCategory%5B%5D=Thermal%20Storage&technologyBroadCategory%5B%5D=Liquid%20Air%20Energy%20Storage&technologyBroadCategory%5B%5D=Hydrogen%20Storage&technologyBroadCategory%5B%5D=Lithium%20Ion%20Battery&technologyBroadCategory%5B%5D=Compressed%20Air%20Energy%20Storage&ratedPower%5Bmin%5D=&ratedPower%5Bmax%5D=&duration%5Bmin%5D=&duration%5Bmax%5D=&owner=&energyStorageTechnologyProvider=&powerElectronicsProvider=&oMContractor=&developer=&integratorCompany=&isoRto=&state=&country=France&state=
France | Corse | Alata | Operational | Electrochemical | Unknown | 2.4 | 4.32 |  | EDF SEI | 2018-12-31 |  | https://www.lemoniteur.fr/article/corse-la-centrale-photovoltaique-d-alata-a-la-pointe-de-la-technologie.870864
France | Guyane | Savane des pères | Under Construction | Electrochemical | Li-ion | 2.6 | 2.9 |  | EDF SEI | 2019-12-31 |  | https://www.zonebourse.com/VOLTALIA-16860996/actualite/Voltalia-lance-la-construction-du-plus-grand-systeme-de-stockage-par-batteries-de-France-28569558/
France | Sainte-Agnès | SNC DE LA GORGE | Operational | Mechanical | PHS | 2.7 | 0 |  | RTE | 1997 | 0 | Power Plant Tracker
France | ADEME Intelligent Electricity Networks - Industrial Area Demonstration | Toulouse | Operational | Electrochemical | Li-ion | 3.3 | 1.65 |  |  |  | Saft | https://www.energystorageexchange.org/projects?q=&title=&technologyBroadCategory%5B%5D=Electro-chemical&technologyBroadCategory%5B%5D=Thermal%20Storage&technologyBroadCategory%5B%5D=Liquid%20Air%20Energy%20Storage&technologyBroadCategory%5B%5D=Hydrogen%20Storage&technologyBroadCategory%5B%5D=Lithium%20Ion%20Battery&technologyBroadCategory%5B%5D=Compressed%20Air%20Energy%20Storage&ratedPower%5Bmin%5D=&ratedPower%5Bmax%5D=&duration%5Bmin%5D=&duration%5Bmax%5D=&owner=&energyStorageTechnologyProvider=&powerElectronicsProvider=&oMContractor=&developer=&integratorCompany=&isoRto=&state=&country=France&state=
France | Bardzour Solar Farm and Storage Project | Le Port | Announced | Electrochemical | Li-ion | 4.5 | 9 |  |  |  | Ingeteam | https://www.energystorageexchange.org/projects?q=&title=&technologyBroadCategory%5B%5D=Electro-chemical&technologyBroadCategory%5B%5D=Thermal%20Storage&technologyBroadCategory%5B%5D=Liquid%20Air%20Energy%20Storage&technologyBroadCategory%5B%5D=Hydrogen%20Storage&technologyBroadCategory%5B%5D=Lithium%20Ion%20Battery&technologyBroadCategory%5B%5D=Compressed%20Air%20Energy%20Storage&ratedPower%5Bmin%5D=&ratedPower%5Bmax%5D=&duration%5Bmin%5D=&duration%5Bmax%5D=&owner=&energyStorageTechnologyProvider=&powerElectronicsProvider=&oMContractor=&developer=&integratorCompany=&isoRto=&state=&country=France&state=
France | Llo | eLLO Solar Thermal Project | Operational | Thermal | Molten salts | 9 | 36 |  |  | 2018-12-31 | SUNCNIM | https://solarpaces.nrel.gov/by-country/FR
France | Vieux Pre | Vieux Pre | Operational | Mechanical | PHS | 9.7 | 0 |  | RTE | 1986 | EDF | Power Plant Tracker
France | Alba Nova 1 Solar Power Plant | Ghisonaccia | Operational | Thermal | STES | 12 | 12 |  |  |  | Solar Euromed | https://www.energystorageexchange.org/projects?q=&title=&technologyBroadCategory%5B%5D=Electro-chemical&technologyBroadCategory%5B%5D=Thermal%20Storage&technologyBroadCategory%5B%5D=Liquid%20Air%20Energy%20Storage&technologyBroadCategory%5B%5D=Hydrogen%20Storage&technologyBroadCategory%5B%5D=Lithium%20Ion%20Battery&technologyBroadCategory%5B%5D=Compressed%20Air%20Energy%20Storage&ratedPower%5Bmin%5D=&ratedPower%5Bmax%5D=&duration%5Bmin%5D=&duration%5Bmax%5D=&owner=&energyStorageTechnologyProvider=&powerElectronicsProvider=&oMContractor=&developer=&integratorCompany=&isoRto=&state=&country=France&state=
France | Bissorte | Super Bissorte TU-1 | Operational | Mechanical | PHS | 150 | 787.5 |  | RTE | 1987 | EDF | Power Plant Tracker
France | Bissorte | Super Bissorte TU-2 | Operational | Mechanical | PHS | 150 | 787.5 |  | RTE | 1987 | EDF | Power Plant Tracker
France | Bissorte | Super Bissorte TU-3 | Operational | Mechanical | PHS | 150 | 787.5 |  | RTE | 1987 | EDF | Power Plant Tracker
France | Bissorte | Super Bissorte TU-4 | Operational | Mechanical | PHS | 150 | 787.5 |  | RTE | 1987 | EDF | Power Plant Tracker
France | Revin Saint Nicolas | Revin-1 | Operational | Mechanical | PHS | 202 | 900 |  | RTE | 1976 | EDF | Power Plant Tracker
France | Revin Saint Nicolas | Revin-2 | Operational | Mechanical | PHS | 202 | 900 |  | RTE | 1976 | EDF | Power Plant Tracker
France | Revin Saint Nicolas | Revin-3 | Operational | Mechanical | PHS | 202 | 900 |  | RTE | 1976 | EDF | Power Plant Tracker
France | Revin Saint Nicolas | Revin-4 | Operational | Mechanical | PHS | 202 | 900 |  | RTE | 1976 | EDF | Power Plant Tracker
France | Valon | Montezic-1 | Operational | Mechanical | PHS | 227.5 | 9100 |  | RTE | 1982 | EDF | Power Plant Tracker
France | Valon | Montezic-2 | Operational | Mechanical | PHS | 227.5 | 9100 |  | RTE | 1982 | EDF | Power Plant Tracker
France | Valon | Montezic-3 | Operational | Mechanical | PHS | 227.5 | 9100 |  | RTE | 1982 | EDF | Power Plant Tracker
France | Valon | Montezic-4 | Operational | Mechanical | PHS | 227.5 | 9100 |  | RTE | 1982 | EDF | Power Plant Tracker
France | Cheylas | Le Cheylas-1 | Operational | Mechanical | PHS | 242.5 | 1440 |  | RTE | 1979 | EDF | Power Plant Tracker
France | Cheylas | Le Cheylas-2 | Operational | Mechanical | PHS | 242.5 | 1440 |  | RTE | 1979 | EDF | Power Plant Tracker
France | Moutiers | La Coche 1 2 3 4 | Operational | Mechanical | PHS | 320 | 930 |  | RTE | 1976 | EDF | Power Plant Tracker
France | Vaujany | Grand Maison-2 | Operational | Mechanical | PHS | 1070 | 34800 |  | RTE | 1986 | EDF | Power Plant Tracker
France | Mana | Mana EC | Announced | Electrochemical | Li-ion |  | 20 |  | EDF SEI |  | HDF Energy | https://www.futura-sciences.com/planete/actualites/energie-renouvelable-plus-grande-batterie-stockage-electrique-monde-installe-guyane-71488/
France | Mana | Mana H | Announced | Chemical | P2G |  | 120 |  | EDF SEI |  | HDF Energy | https://www.futura-sciences.com/planete/actualites/energie-renouvelable-plus-grande-batterie-stockage-electrique-monde-installe-guyane-71488/
France | Azur | Azur Stockage | Operational | Electrochemical | Li-ion | 6 | 6 |  | RTE | 2019 | Neoen | https://tecsol.blogs.com/mon_weblog/2018/12/neoen-construit-la-plus-grande-centrale-de-stockage-stationnaire-d%C3%A9lectricit%C3%A9-en-france-m%C3%A9tropolitai.html
France | Jonzac | NWJ Box | Operational | Electrochemical | Unknown | 1 |  |  | ENEDIS | 2018 | NW Energy | http://nw-groupe.fr/nwj-box-stockage-denergie/
France | Arce | Stockage de l’Arce | Announced | Electrochemical | Li-ion | 2.16 | 1.5 |  |  |  | Boralex | https://blog.boralex.com/un-premier-projet-de-stockage-pour-boralex/
France | Douai, Cleon | Advanced Battery Storage | Announced | Electrochemical | [6 empty] | Renault | https://media.group.renault.com/global/en-gb/groupe-renault/media/pressreleases/21216357/le-groupe-renault-lance-advanced-battery-storage-le-plus-grand-dispositif-de-stockage-stationnaire-d
France | Corse | Prato | Announced |  |  | 5 | 10 |  | EDF SEI | 2020 | Corsica Sole | https://www.cre.fr/Documents/Deliberations/Decision/Compensation-des-projets-de-stockage-centralise-dans-les-zones-non-interconnectees-dans-le-cadre-du-guichet-d-octobre-2017
France | Guadeloupe | Gua 1 - St François | Announced |  |  | 1 | 0.6 |  | EDF SEI | 2020 | NWE | https://www.cre.fr/Documents/Deliberations/Decision/Compensation-des-projets-de-stockage-centralise-dans-les-zones-non-interconnectees-dans-le-cadre-du-guichet-d-octobre-2017
France | Guadeloupe | Gua 2 - St François | Announced |  |  | 1 | 0.6 |  | EDF SEI | 2020 | NWE | https://www.cre.fr/Documents/Deliberations/Decision/Compensation-des-projets-de-stockage-centralise-dans-les-zones-non-interconnectees-dans-le-cadre-du-guichet-d-octobre-2017
France | Guadeloupe | Batterie Baie-Mahault | Announced | Electrochemical |  | 5 | 4 |  | EDF SEI | 2020 | EDF SEI | https://www.cre.fr/Documents/Deliberations/Decision/Compensation-des-projets-de-stockage-centralise-dans-les-zones-non-interconnectees-dans-le-cadre-du-guichet-d-octobre-2017
France | Guyane | Guy 1 - Remire-Montjoly | Announced |  |  | 1 | 0.6 |  | EDF SEI | 2020 | NWE | https://www.cre.fr/Documents/Deliberations/Decision/Compensation-des-projets-de-stockage-centralise-dans-les-zones-non-interconnectees-dans-le-cadre-du-guichet-d-octobre-2017
France | Guyane | Mana Reservce OSS2 | Announced |  |  | 5 | 4 |  | EDF SEI | 2020 | Voltalia | https://www.cre.fr/Documents/Deliberations/Decision/Compensation-des-projets-de-stockage-centralise-dans-les-zones-non-interconnectees-dans-le-cadre-du-guichet-d-octobre-2017
France | Guyane | Mana report OSS1 | Announced |  |  | 5 | 7.3 |  | EDF SEI | 2020 | Voltalia | https://www.cre.fr/Documents/Deliberations/Decision/Compensation-des-projets-de-stockage-centralise-dans-les-zones-non-interconnectees-dans-le-cadre-du-guichet-d-octobre-2017
France | Martinique | Le Lamantin | Announced |  |  | 5 | 4 |  | EDF SEI | 2020 | EDF SEI | https://www.cre.fr/Documents/Deliberations/Decision/Compensation-des-projets-de-stockage-centralise-dans-les-zones-non-interconnectees-dans-le-cadre-du-guichet-d-octobre-2017
France | Martinique | Madinina 1 | Announced |  |  | 12 | 12 |  | EDF SEI | 2020 | Akuo | https://www.cre.fr/Documents/Deliberations/Decision/Compensation-des-projets-de-stockage-centralise-dans-les-zones-non-interconnectees-dans-le-cadre-du-guichet-d-octobre-2017
France | Réunion | Batterie Saint Leu | Announced | Electrochemical |  | 5 | 3.7 |  | EDF SEI | 2020 | EDF SEI | https://www.cre.fr/Documents/Deliberations/Decision/Compensation-des-projets-de-stockage-centralise-dans-les-zones-non-interconnectees-dans-le-cadre-du-guichet-d-octobre-2017
France | Réunion | Cratere | Announced |  |  | 5 | 10 |  | EDF SEI | 2020 | Corsica Sole | https://www.cre.fr/Documents/Deliberations/Decision/Compensation-des-projets-de-stockage-centralise-dans-les-zones-non-interconnectees-dans-le-cadre-du-guichet-d-octobre-2017
France | Mayotte | Longoni Stockage I | Announced |  |  | 4 | 2 |  | EDM | 2020 | Total Solar | https://www.cre.fr/Documents/Deliberations/Decision/compensation-des-projets-de-stockage-centralise-a-mayotte-dans-le-cadre-du-guichet-d-avril-2019
France | Mayotte | ASR Mayotte RC | Announced |  |  | 7.4 | 14.9 |  | EDM | 2020 | Albioma Services Réseau | https://www.cre.fr/Documents/Deliberations/Decision/compensation-des-projets-de-stockage-centralise-a-mayotte-dans-le-cadre-du-guichet-d-avril-2019
France | Ile de Sein | HABITAT29 | Operational | Electrochemical |  | 2.3 | 0.001 |  | EDF SEI | 2019 | EDF SEI | https://www.statistiques.developpement-durable.gouv.fr/donnees-locales-relatives-aux-installations-de-production-delectricite-renouvelable-beneficiant-0
France | Toulouse | BattGrid | Operational | Electrochemical | Li-ion | 1 |  |  | RTE | 2016 | Engie | https://www.engie.com/wp-content/uploads/2016/09/cp_service_reglage_frequence_battgrid.pdf
France | Vingeanne | Ringo | Announced | Electrochemical | Li-ion | 12 | 33.6 |  | RTE |  | RTE during 3 years after commissionning | https://www.cre.fr/content/download/16730/206315
France | Bellac | Ringo | Announced | Electrochemical | Li-ion | 10 | 30.8 |  | RTE |  | RTE during 3 years after commissionning | https://www.cre.fr/content/download/16730/206315
France | Ventavon | Ringo | Announced | Electrochemical | Lithium-Metal-Polymer | 10 | 30.2 |  | RTE |  | RTE during 3 years after commissionning | https://www.cre.fr/content/download/16730/206315
France | Unknown | Unknown | Announced | Electrochemical |  | 100 (100 x 1 MW) | Unknown |  |  |  | NW Groupe | http://nw-groupe.fr/nwj-box-stockage-denergie/
France | Unknown | Unknown | Possible |  |  | 50 to 100 |  |  | RTE |  |  | Projects not confirmed and not announced but possible according to TSO (RTE) in the forthcoming months/years
Germany | Aachen | Aachen | Operational | Electrochemical | Unknown | 5 |  |  |  |  | RWTH Aachen | Mittelstand Global - Energy Storage Technology - Business Models - Trends
Germany | Alt dabër | Alt dabër | Operational | Electrochemical | Lead acid | 1.6 |  |  |  |  | Upside/Vattenfall | Mittelstand Global - Energy Storage Technology - Business Models - Trends
Germany | Aub | Aub | Operational | Electrochemical | Li-ion | 2.5 |  |  |  |  | Pfenning | Mittelstand Global - Energy Storage Technology - Business Models - Trends
Germany | Bad hindelang | Bad hindelang | Operational | Electrochemical | Li-ion | 1 |  |  |  |  | ads-tec | Mittelstand Global - Energy Storage Technology - Business Models - Trends
Germany | Bautzen | Bautzen | Operational | Electrochemical | Li-ion | 2.5 |  |  |  |  | Pfenning | Mittelstand Global - Energy Storage Technology - Business Models - Trends
Germany | Berlin | Berlin | Operational | Electrochemical | NaS/Li-ion | 1 |  |  |  |  | Vattenfall, Younicos | Mittelstand Global - Energy Storage Technology - Business Models - Trends
Germany | Bexbach | Bexbach | Operational | Electrochemical | Li-ion | 15 |  |  |  |  | STEAG | Mittelstand Global - Energy Storage Technology - Business Models - Trends
Germany | Bordersholm | Bordersholm | Operational | Electrochemical | Li-ion | 10 | 15 |  |  |  | VBB, RES | Mittelstand Global - Energy Storage Technology - Business Models - Trends
Germany | Braderup | Braderup | Operational | Electrochemical | Li-ion | 2.3 | 2 |  |  | 2014-07-01 | Energiespeicher Nord | Mittelstand Global - Energy Storage Technology - Business Models - Trends
Germany | Bremen | Bremen | Operational | Electrochemical | Li-ion | 15 |  |  |  |  | Leclanché/SWB | Mittelstand Global - Energy Storage Technology - Business Models - Trends
Germany | Brilon | Brilon | Operational | Electrochemical | Li-ion | 1.5 |  |  |  |  | RWE | Mittelstand Global - Energy Storage Technology - Business Models - Trends
Germany | Chemnitz | Chemnitz | Operational | Electrochemical | Li-ion | 10 |  |  |  |  | Eins | Mittelstand Global - Energy Storage Technology - Business Models - Trends
Germany | Cottbus | Cottbus | Announced | Electrochemical | Li-ion | 50 |  |  |  | 2020 | Leag | Mittelstand Global - Energy Storage Technology - Business Models - Trends
Germany | Cremzow | Cremzow | Operational | Electrochemical | Li-ion | 22 | 31.6 |  |  | 2019-05-20 | Enel/Leclanche | Mittelstand Global - Energy Storage Technology - Business Models - Trends ; https://www.omexom.com/31-6-mwh-battery-storage-at-cremzow-substation/
Germany | Dörverden | Dörverden | Operational | Electrochemical | Li-ion | 3 |  |  |  |  | Statkraft/ads-tec | Mittelstand Global - Energy Storage Technology - Business Models - Trends
Germany | Dresden | Dresden | Operational | Electrochemical | Li-ion | 2 |  |  |  |  | Drewag | Mittelstand Global - Energy Storage Technology - Business Models - Trends
Germany | Feldheim | Feldheim | Operational | Electrochemical | Li-ion | 10 |  |  |  |  | Energiequelle | Mittelstand Global - Energy Storage Technology - Business Models - Trends
Germany | Garching | Garching | Operational | Electrochemical | Li-ion | 1.4 |  |  |  |  | Smart Power | Mittelstand Global - Energy Storage Technology - Business Models - Trends
Germany | Hamburg | Hamburg | Operational | Electrochemical | Li-ion | 2 |  |  |  |  | Vattenfall | Mittelstand Global - Energy Storage Technology - Business Models - Trends
Germany | Hannover | Hannover | Operational | Electrochemical | Li-ion | 15 |  |  |  |  | Enercity, Daimle | Mittelstand Global - Energy Storage Technology - Business Models - Trends
Germany | Heilbronn | Heilbronn | Operational | Electrochemical | Li-ion | 5 |  |  |  |  | EnBW/Bosch | Mittelstand Global - Energy Storage Technology - Business Models - Trends
Germany | Herdecke | Herdecke | Operational | Electrochemical | Li-ion | 6 |  |  |  |  | RWE | Mittelstand Global - Energy Storage Technology - Business Models - Trends
Germany | Herne | Herne | Operational | Electrochemical | Li-ion | 15 |  |  |  |  | STEAG | Mittelstand Global - Energy Storage Technology - Business Models - Trends
Germany | Huntorf | Huntorf | Operational | Mechanical | CAES | 321 | 580 |  |  | 1978-12-31 | Uniper centrales | IRENA - ES and renewables : costs and markets to 2030
Germany | Jardelund | Jardelund | Operational | Electrochemical | Li-ion | 48 |  |  |  |  | Eneco, Mitsubishi | Mittelstand Global - Energy Storage Technology - Business Models - Trends
Germany | Jülich | Jülich Solar Tower | Operational | Thermal |  | 1.5 | 2.25 |  |  | 2008-12-31 | DLR | https://solarpaces.nrel.gov/by-country/DE
Germany | Langenreichbach | Langenreichbach | Operational | Electrochemical | Li-ion | 10 |  |  |  |  | Mitnetz, Upside | Mittelstand Global - Energy Storage Technology - Business Models - Trends
Germany | Leipzig | Leipzig | Operational | Electrochemical | Li-ion | 5 |  |  |  |  | BMW | Mittelstand Global - Energy Storage Technology - Business Models - Trends
Germany | Ludwigshafen | Ludwigshafen | Operational | Electrochemical | Li-ion | 9 |  |  |  |  | TWL | Mittelstand Global - Energy Storage Technology - Business Models - Trends
Germany | Lünen | Lünen | Operational | Electrochemical | Li-ion | 13 |  |  |  |  | Coulomb/Daimler et al. | Mittelstand Global - Energy Storage Technology - Business Models - Trends
Germany | Lünen | Lünen | Operational | Electrochemical | Li-ion | 15 |  |  |  |  | STEAG | Mittelstand Global - Energy Storage Technology - Business Models - Trends
Germany | Magdeburg | Magdeburg | Operational | Electrochemical | Li-ion | 1 |  |  |  |  | Frauenhofer IFF | Mittelstand Global - Energy Storage Technology - Business Models - Trends
Germany | München | München | Operational | Electrochemical | Li-ion | 1.2 |  |  |  |  | Smart Power | Mittelstand Global - Energy Storage Technology - Business Models - Trends
Germany | Neuhardenberg | Neuhardenberg | Operational | Electrochemical | Li-ion | 5 |  |  |  |  | Upside/Pfenning | Mittelstand Global - Energy Storage Technology - Business Models - Trends
Germany | Nuremberg | Nuremberg | Operational | Electrochemical | Li-ion | 1 |  |  |  |  | Caterva | Mittelstand Global - Energy Storage Technology - Business Models - Trends
Germany | Pellworm | Pellworm | Operational | Electrochemical | Unknown | 0.76 |  |  |  |  | E.ON & SH Netz AG | Mittelstand Global - Energy Storage Technology - Business Models - Trends
Germany | Pfinztal | Pfinztal | Operational | Electrochemical | Li-ion | 2 | [5 empty] | Mittelstand Global - Energy Storage Technology - Business Models - Trends
Germany | Pfreimd | Pfreimd | Operational | Electrochemical | Li-ion | 12.5 |  |  |  |  | ENGIE | Mittelstand Global - Energy Storage Technology - Business Models - Trends
Germany | Schwäbisch Hall | Schwäbisch Hall | Operational | Electrochemical | Li-ion | 1.4 |  |  |  |  | SW Schwäbisch Hall | Mittelstand Global - Energy Storage Technology - Business Models - Trends
Germany | Schwerin | Schwerin | Operational | Electrochemical | Li-ion | 12.5 |  |  |  |  | WEMAG | Mittelstand Global - Energy Storage Technology - Business Models - Trends
Germany | Varel | Varel | Operational | Electrochemical | Li-ion/NaS | 11.5 |  |  |  |  | EWE | Mittelstand Global - Energy Storage Technology - Business Models - Trends
Germany | Völklingen | Völklingen | Operational | Electrochemical | Li-ion | 1 |  |  |  |  | STEAG | Mittelstand Global - Energy Storage Technology - Business Models - Trends
Germany | Völklingen-Fenne | Völklingen-Fenne | Operational | Electrochemical | Li-ion | 15 |  |  |  |  | STEAG | Mittelstand Global - Energy Storage Technology - Business Models - Trends
Germany | Walsum | Walsum | Operational | Electrochemical | Li-ion | 15 |  |  |  |  | STEAG | Mittelstand Global - Energy Storage Technology - Business Models - Trends
Germany | Weiter | Weiter | Operational | Electrochemical | Li-ion | 15 |  |  |  |  | STEAG | Mittelstand Global - Energy Storage Technology - Business Models - Trends
Germany | Wundesiedel | Wundesiedel | Operational | Electrochemical | Li-ion | 6 |  |  |  |  | SV Wunsiedel | Mittelstand Global - Energy Storage Technology - Business Models - Trends
Germany | Atdorf | Atdorf | Announced | Mechanical | PHS | 1400 |  |  |  | 2022 | Schluchseewerke | Power Plant Tracker
Germany |  | Blautal | Announced | Mechanical | PHS | 60 |  |  |  |  | Stadtwerke Ulm (SWU) | Power Plant Tracker
Germany | Schleiz | Bleiloch | Operational | Mechanical | PHS | 79.8 | 640 |  |  | 1932 | Vattenfall | Power Plant Tracker
Germany | Kreiensen | Erzhausen | Operational | Mechanical | PHS | 220 | 940 |  |  | 1964 | Statkraft | Power Plant Tracker
Germany | Forbach | Forbach-expansion | Announced | Mechanical | PHS | 270 |  |  |  |  | EnBW | Power Plant Tracker
Germany | Geesthacht | Geesthacht | Operational | Mechanical | PHS | 119.1 | 600 |  |  | 1958 | Vattenfall | Power Plant Tracker
Germany | Metzingen-Glems | Glems | Operational | Mechanical | PHS | 90 | 560 |  |  | 1964 | EnBW | Power Plant Tracker
Germany | Goldisthal | Goldisthal-A | Operational | Mechanical | PHS | 265 | 2120 |  |  | 2004 | Vattenfall | Power Plant Tracker
Germany | Goldisthal | Goldisthal-B | Operational | Mechanical | PHS | 265 | 2120 |  |  | 2004 | Vattenfall | Power Plant Tracker
Germany | Goldisthal | Goldisthal-C | Operational | Mechanical | PHS | 265 | 2120 |  |  | 2004 | Vattenfall | Power Plant Tracker
Germany | Goldisthal | Goldisthal-D | Operational | Mechanical | PHS | 265 | 2120 |  |  | 2004 | Vattenfall | Power Plant Tracker
Germany | Hamburg-Altenwerder | Hamburg-Altenwerder | Synchronized | Thermal | PCM | 1.4 | 130 |  |  | 2020-12-31 | Siemens Gamesa | https://www.powermag.com/volcanic-rock-offers-new-take-on-energy-storage/?utm_source=Subscribers&utm_campaign=9a457f9bd7-Email_Power_Turbine_Markets_08_2019&utm_medium=email&utm_term=0_1eeab54b7d-9a457f9bd7-124462181
Germany | Hamburg-Altenwerder | Hamburg-Altenwerder | Synchronized | Thermal | PCM | 1.4 | 130 |  |  | 2020-12-31 | Siemens Gamesa | https://www.powermag.com/volcanic-rock-offers-new-take-on-energy-storage/?utm_source=Subscribers&utm_campaign=9a457f9bd7-Email_Power_Turbine_Markets_08_2019&utm_medium=email&utm_term=0_1eeab54b7d-9a457f9bd7-124462181
Germany | Happurg | Happurg-1-2-3-4 | Operational | Mechanical | PHS | 160 | 900 |  |  | 1958 | Uniper | Power Plant Tracker
Germany | Häusern | Häusern-1-2-3-4 | Operational | Mechanical | PHS | 100 | 527 |  |  | 1931 | Schluchseewerk | Power Plant Tracker
Germany |  | Heimbach II | Announced | Mechanical | PHS | 300 |  |  |  |  | Stadtwerke Mainz | Power Plant Tracker
Germany | Herdecke | Herdecke-1 | Operational | Mechanical | PHS | 132 |  |  |  | 1927 | RWE Power | Power Plant Tracker
Germany | Lügde | Hochtief Lügde | Announced | Mechanical | PHS | 320 |  |  |  | 2020 | Hochtief | Power Plant Tracker
Germany | Hohenwarte | Hohenwarte-1 | Operational | Mechanical | PHS | 59.8 | 504 |  |  | 1959 | Vattenfall | Power Plant Tracker
Germany | Hohenwarte | Hohenwarte-2 | Operational | Mechanical | PHS | 317.8 | 2087 |  |  | 1965 | Vattenfall | Power Plant Tracker
Germany | Jochberg | Jochberg/Walchensee | Announced | Mechanical | PHS | 700 |  |  |  |  | Energieallianz Bayern | Power Plant Tracker
Germany | Jochenstein | Jochenstein / Energiespeicher Riedl | Announced | Mechanical | PHS | 300 | 3500 |  |  |  | Donaukraftwerk/Jochenstein AG | Power Plant Tracker
Germany | Herdecke | Koepchenwerk / Ruhr | Operational | Mechanical | PHS | 165 | 590 |  |  | 1989 | RWE Power | Power Plant Tracker
Germany |  | Landkreis Gotha/ Talsperre Schmalwasser | Announced | Mechanical | PHS | 1000 |  |  |  |  | Trianel | Power Plant Tracker
Germany | Gemünden | Langenprozelten | Operational | Mechanical | PHS | 164 | 950 |  |  | 1974 | Donau-Wasserkraft AG | Power Plant Tracker
Germany | Markersbach | Markersbach-A | Operational | Mechanical | PHS | 174 | 670 |  |  | 1979 | Vattenfall | Power Plant Tracker
Germany | Markersbach | Markersbach-B | Operational | Mechanical | PHS | 174 | 670 |  |  | 1979 | Vattenfall | Power Plant Tracker
Germany | Markersbach | Markersbach-C | Operational | Mechanical | PHS | 174 | 670 |  |  | 1979 | Vattenfall | Power Plant Tracker
Germany | Markersbach | Markersbach-D | Operational | Mechanical | PHS | 174 | 670 |  |  | 1979 | Vattenfall | Power Plant Tracker
Germany | Markersbach | Markersbach-E | Operational | Mechanical | PHS | 174 | 670 |  |  | 1979 | Vattenfall | Power Plant Tracker
Germany | Markersbach | Markersbach-F | Operational | Mechanical | PHS | 174 | 670 |  |  | 1979 | Vattenfall | Power Plant Tracker
Germany |  | Nethe/Höxter | Announced | Mechanical | PHS | 390 |  |  |  | 2025 | Trianel | Power Plant Tracker
Germany | Niederwartha | Niederwartha | Operational | Mechanical | PHS | 120 | 591 |  |  | 1958 | Vattenfall | Power Plant Tracker
Germany | Trausnitz | Pfreimd I | Operational | Mechanical | PHS | 28 |  |  |  | 1958 | ENGIE | Power Plant Tracker
Germany | Trausnitz | Pfreimd II | Operational | Mechanical | PHS | 99 |  |  |  | 1955 | ENGIE | Power Plant Tracker
Germany | Landshut | Reisach | Operational | Mechanical | PHS | 99 | 630 |  |  | 1955 | ENGIE | Power Plant Tracker
Germany | Trier | Rio | Announced | Mechanical | PHS | 390 |  |  |  |  | Stadtwerke Trier | Power Plant Tracker
Germany | Finnentrop-Rönkhausen | Rönkhausen-1-2-Glingetal | Operational | Mechanical | PHS | 138 | 690 |  |  | 1969 | Mark-E | Power Plant Tracker
Germany | Forbach | Rudolf-Fettweis-2 | Operational | Mechanical | PHS | 43 |  |  |  | 1926 | EnBW | Power Plant Tracker
Germany | Bad Säckingen | Säckingen-1-2 | Operational | Mechanical | PHS | 180 | 1032 |  |  | 1966 | Schluchseewerk | Power Plant Tracker
Germany | Bad Säckingen | Säckingen-3-4 | Operational | Mechanical | PHS | 180 | 1032 |  |  | 1966 | Schluchseewerk | Power Plant Tracker
Germany | Schweich | Schweich | Announced | Mechanical | PHS | 300 |  |  |  | 2021 | Trier utility | Power Plant Tracker
Germany | Leipzig | Speicherfarm Leipzig | Operational |  |  | 12.5 |  |  |  |  | BMW | Bnetza
Germany | Sulzberg-Graben | Speicherkraftwerk | Operational |  |  | 16 |  |  |  |  | Allgäuer Überlandwerk GmbH | Bnetza
Germany | Trausnitz | Tanzmühle | Operational | Mechanical | PHS | 28 | 404 |  |  | 1955 | ENGIE | Power Plant Tracker
Germany | Vagen | Vagen 1 | Operational | Mechanical | PHS | 48 |  |  |  | 1983 | Stadtwerke München GmbH | Power Plant Tracker
Germany | Vagen | Vagen 2 | Operational | Mechanical | PHS | 44 |  |  |  | 1960 | Stadtwerke München GmbH | Power Plant Tracker
Germany | Edertal Hemfurth-Edersee | Waldeck-1 | Operational | Mechanical | PHS | 145 |  |  |  | 1931 | Uniper | Power Plant Tracker
Germany | Edertal Hemfurth-Edersee | Waldeck-2-expansion | Under construction | Mechanical | PHS | 300 |  |  |  | 2019 | Uniper | Power Plant Tracker
Germany | Edertal Hemfurth-Edersee | Waldeck-2-M5 | Operational | Mechanical | PHS | 240 | 1714 |  |  | 1974 | Uniper | Power Plant Tracker
Germany | Edertal Hemfurth-Edersee | Waldeck-2-M6 | Operational | Mechanical | PHS | 240 | 1714 |  |  | 1974 | Uniper | Power Plant Tracker
Germany | Waldshut-Tiengen | Waldshut-1-2-3-4 | Operational | Mechanical | PHS | 150 | 476 |  |  | 1951 | Schluchseewerk | Power Plant Tracker
Germany | Wehr | Wehr-1-2 | Operational | Mechanical | PHS | 455 |  |  |  | 1975 | Schluchseewerk | Power Plant Tracker
Germany | Wehr | Wehr-3-4 | Operational | Mechanical | PHS | 455 |  |  |  | 1975 | Schluchseewerk | Power Plant Tracker
Germany | Wendefurth | Wendefurth | Operational | Mechanical | PHS | 79.7 | 523 |  |  | 1967 | Vattenfall | Power Plant Tracker
Germany | Witznau | Witznau-1-2 | Operational | Mechanical | PHS | 110 |  |  |  | 1943 | Schluchseewerk | Power Plant Tracker
Germany | Witznau | Witznau-3-4 | Operational | Mechanical | PHS | 110 |  |  |  | 1943 | Schluchseewerk | Power Plant Tracker
Germany |  | Hybridge | Announced | Chemical | P2G | 100 |  |  |  | 2023 | Amprion, Open Grid Europe | https://www.windpowermonthly.com/article/1525509/new-100mw-power-to-gas-project-planned
Germany | Brunsbüttel | HySynGas | Announced | Chemical | P2G | 50 |  |  |  |  | ARGE Netz, MAN Energy Solutions, Vattenfall | https://www.pv-magazine.com/2019/04/04/vattenfall-led-consortium-plans-50-mw-power-to-gas-project-in-germany/
Germany | München | München Sungrow | Announced | Electrochemical | Li-ion | 30 | 30 |  |  |  | Sungrow | https://www.eqmagpro.com/sungrow-bags-supply-contract-with-smart-power-for-a-30mw-30mwh-energy-storage-project-in-germany/
Germany |  | AEG Battery Storage Project | Operational | Electrochemical | Unknown | 20 |  |  |  | 2017 | SWB | Power Plant Tracker
Germany |  | Daimler Battery | Operational | Electrochemical | Unknown | 5 |  |  |  | 2016 | Daimler AG | Power Plant Tracker
Germany | Heilbronn | Heilbronn battery | Operational | Electrochemical | Unknown | 12.5 |  |  |  | 2014 | Batteriespeicher Schwerin | Power Plant Tracker
Germany |  | Redox Wind | Operational | Electrochemical | Unknown | 2 |  |  |  | 2017 | Fraunhofer ICT | Power Plant Tracker
Germany | Tanzmühle | Tanzmühle battery Storage | Under construction | Electrochemical | Unknown | 13 |  |  |  | 2019 | ENGIE | Power Plant Tracker
Germany |  | VBB Battery Storage Project | Under construction | Electrochemical | Unknown | 10 |  |  |  | 2019 |  | Power Plant Tracker
Germany | Werdohl - Elverlingsen | Werdohl - Elverlingsen (Coulomb Storage Project) | Operational | Electrochemical | Unknown | 17 |  |  |  | 2017 | Mark-E | Power Plant Tracker
Germany | Berlin |  | Operational | Electrochemical | Li-ion |  | 1.9 |  |  |  | Audi | https://www.pv-magazine.com/2019/05/27/belectric-installs-1-9-mwh-of-battery-storage-for-audi-in-germany/
Germany | Diele | Element One | Announced | Chemical | P2G | 100 |  |  |  | 2022 | Tennet, Gasunie, Thyssengas | https://www.tennet.eu/news/detail/gasunie-tennet-and-thyssengas-reveal-detailed-green-sector-coupling-plans-using-power-to-gas-tec/ ; https://www.tennet.eu/de/news/news/power-to-gas-projekt-element-eins-fasst-standort-diele-ins-auge/
Greece | Amfilochia | Agios Georgios HPP | Bidding process | Mechanical | PHS | 460 |  |  |  | 2023 | Terna Energy | Power Plant Tracker
Greece | Crete Island – Lasithi – Sitia Makri Yalou Municipality | Askordialia | Authorized | Mechanical | PHS | 6.8 |  |  |  |  | Skala Energeias SA | http://www.rae.gr/site/system/docs/ape_files/ape_registry/2019/0519.csp?viewMode=normal
Greece | Crete Island – Chania – Kantanou Municipality | Distrata | Authorized | Mechanical | PHS | 16.15 |  |  |  |  | LEONTIO AIOLOS SA | http://www.rae.gr/site/system/docs/ape_files/ape_registry/2019/0519.csp?viewMode=normal
Greece | Crete Island – Lasithis & Rethymna – Itanou, Lefkis, Sitia Municipality | Fro;ydia, Ligias, Plativolo Troula Halkias Korfi Potamon Dam | Authorized | Mechanical | PHS | 81 |  |  |  |  | Terna Energy SA | http://www.rae.gr/site/system/docs/ape_files/ape_registry/2019/0519.csp?viewMode=normal
Greece | Crete Island – Rethymna – Foinika, Nikiforou Foka, Lappaion Municipality | Kefala, Mavri, Krioneritis | Authorized | Mechanical | PHS | 11.9 |  |  |  |  | RISIORI AIOLOS SA | http://www.rae.gr/site/system/docs/ape_files/ape_registry/2019/0519.csp?viewMode=normal
Greece | Crete Island – Herakleion & Rethymna – Finika, Lampi, Malia Municipality | Koutroulia, Ano Limni, Kali Sikia, Lambini | Authorized | Mechanical | PHS | 90.1 |  |  |  |  | Idroaioliki Aigaiou SA | http://www.rae.gr/site/system/docs/ape_files/ape_registry/2019/0519.csp?viewMode=normal
Greece | Crete Island – Chania & Lasithi – Voukolion, Mousouron Siteia Municipality | Makrikambos, Drimias, Psarou Lagadi, Fonia Detis | Authorized | Mechanical | PHS | 20.4 |  |  |  |  | ARIES AIOLOS Energy SA | http://www.rae.gr/site/system/docs/ape_files/ape_registry/2019/0519.csp?viewMode=normal
Greece | Atherinolakos | MINOS | Announced | Thermal | Molten salts | 52 | 260 |  |  | 2020-12-31 | NUR Energie | https://solarpaces.nrel.gov/by-country/GR
Greece | Crete Island – Lasithi – Sitias, Makri Yalou Municipality | Monokara Kefales | Authorized | Mechanical | PHS | 11.9 |  |  |  |  | Aioliki Theodoron SA | http://www.rae.gr/site/system/docs/ape_files/ape_registry/2019/0519.csp?viewMode=normal
Greece | Thisavros Hydro Power Plant (Φράγμα Θησαυρού) | Paranesti | Operational | Mechanical | PHS | 384 | 3820 |  |  |  | DEH | https://www.energystorageexchange.org/projects?q=&title=&technologyBroadCategory%5B%5D=Electro-chemical&technologyBroadCategory%5B%5D=Pumped%20Hydro%20Storage&technologyBroadCategory%5B%5D=Thermal%20Storage&technologyBroadCategory%5B%5D=Liquid%20Air%20Energy%20Storage&technologyBroadCategory%5B%5D=Hydrogen%20Storage&technologyBroadCategory%5B%5D=Lithium%20Ion%20Battery&technologyBroadCategory%5B%5D=Compressed%20Air%20Energy%20Storage&ratedPower%5Bmin%5D=&ratedPower%5Bmax%5D=&duration%5Bmin%5D=&duration%5Bmax%5D=&owner=&energyStorageTechnologyProvider=&powerElectronicsProvider=&oMContractor=&developer=&integratorCompany=&isoRto=&state=&country=Greece&state=
Greece | Crete Island – Lasithi – Sitias, Makri Yalou Municipality | Piskopiani | Authorized | Mechanical | PHS | 19.55 |  |  |  |  | LEKKA AIOLOS SA | http://www.rae.gr/site/system/docs/ape_files/ape_registry/2019/0519.csp?viewMode=normal
Greece | Crete island – Chania – Innachoriou Municipality | Profitis Ilias | Authorized | Electrochemical |  | 10.5 |  |  |  |  | Aioliki Theodoron SA | http://www.rae.gr/site/system/docs/ape_files/ape_registry/2019/0519.csp?viewMode=normal
Greece | Amfilochia | Pyrgos | Bidding process | Mechanical | PHS | 220 |  |  |  | 2023 | Terna Energy | Power Plant Tracker
Greece | Amari Pumped Hydro Hybrid Project | Rethymnon | Announced | Mechanical | PHS | 50 |  |  |  |  | Terna Energy | https://www.energystorageexchange.org/projects?q=&title=&technologyBroadCategory%5B%5D=Electro-chemical&technologyBroadCategory%5B%5D=Pumped%20Hydro%20Storage&technologyBroadCategory%5B%5D=Thermal%20Storage&technologyBroadCategory%5B%5D=Liquid%20Air%20Energy%20Storage&technologyBroadCategory%5B%5D=Hydrogen%20Storage&technologyBroadCategory%5B%5D=Lithium%20Ion%20Battery&technologyBroadCategory%5B%5D=Compressed%20Air%20Energy%20Storage&ratedPower%5Bmin%5D=&ratedPower%5Bmax%5D=&duration%5Bmin%5D=&duration%5Bmax%5D=&owner=&energyStorageTechnologyProvider=&powerElectronicsProvider=&oMContractor=&developer=&integratorCompany=&isoRto=&state=&country=Greece&state=
Greece | Sfikia Pumped Hydro Power Station | Sfikia-Veria | Operational | Mechanical | PHS | 315 | 1320 |  |  |  | DEH | https://www.energystorageexchange.org/projects?q=&title=&technologyBroadCategory%5B%5D=Electro-chemical&technologyBroadCategory%5B%5D=Pumped%20Hydro%20Storage&technologyBroadCategory%5B%5D=Thermal%20Storage&technologyBroadCategory%5B%5D=Liquid%20Air%20Energy%20Storage&technologyBroadCategory%5B%5D=Hydrogen%20Storage&technologyBroadCategory%5B%5D=Lithium%20Ion%20Battery&technologyBroadCategory%5B%5D=Compressed%20Air%20Energy%20Storage&ratedPower%5Bmin%5D=&ratedPower%5Bmax%5D=&duration%5Bmin%5D=&duration%5Bmax%5D=&owner=&energyStorageTechnologyProvider=&powerElectronicsProvider=&oMContractor=&developer=&integratorCompany=&isoRto=&state=&country=Greece&state=
Greece | Crete Island – Chania – Inachoriou & Kissamou Municilpality | Stavros | Authorized | Electrochemical |  | 4.725 |  |  |  |  | SFINARI DYTIKOS HYBRID SA | http://www.rae.gr/site/system/docs/ape_files/ape_registry/2019/0519.csp?viewMode=normal
Greece | Ikaria Island – Ikaria Municipality | Stravokountouras, Proesperas, Kato Proesperas | Authorized | Mechanical | PHS | 2.7 |  |  |  |  | PPC Renewables SA | http://www.rae.gr/site/system/docs/ape_files/ape_registry/2019/0519.csp?viewMode=normal
Greece | Crete Island – Chania – Mousouron Municipality | Strogili Korifi | Authorized | Mechanical | PHS | 5.1 |  |  |  |  | Aioliki Mousouron SA | http://www.rae.gr/site/system/docs/ape_files/ape_registry/2019/0519.csp?viewMode=normal
Greece | Crete Island – Chania – Voukolion, Mousouron Municipality | Strogili Korifi Agios Ioannis | Authorized | Mechanical | PHS | 2.55 |  |  |  |  | DYTIKOS HYBRID SA | http://www.rae.gr/site/system/docs/ape_files/ape_registry/2019/0519.csp?viewMode=normal
Greece | TILOS (Technology Innovation for the Local Scale Optimum Integration of Battery Energy Storage) | Tilos island | Announced | Electrochemical | NaNiCl | 0.8 | 2.4 |  |  |  | TILOS consortium partners
Greece | Lesvos island – Eressos Antissis Municipality | Vigla Plakes, Aetos, Eressos Dam | Authorized | Mechanical | PHS | 18.4 |  |  |  |  | Aioliki Olympou Evoias SA | http://www.rae.gr/site/system/docs/ape_files/ape_registry/2019/0519.csp?viewMode=normal
Greece | Crete island – Chania, Heraklion, Lasithi – Arkalochoriou, Viannou, Lefkis, Itanou, Sitias, Makri Yalou, Sivritou, Georgioupolis Municipality | Vitsilokoumi, Agios Charalampos, Pirgos, Vigla, Amygdalokefala, Romanati | Authorized | Mechanical | PHS | 99 |  |  |  |  | Crete Renewables SA | http://www.rae.gr/site/system/docs/ape_files/ape_registry/2019/0519.csp?viewMode=normal
Greece | Crete Island – Herakleion – Krousonas Municipality | Voskero Voukolia | Authorized | Mechanical | PHS | 18 |  |  |  |  | ENEL GREEN POWER HELLAS SA | http://www.rae.gr/site/system/docs/ape_files/ape_registry/2019/0519.csp?viewMode=normal
Greece | Rhodes island – Atavirou, South Rhodes Municipality | Vouni, Xelorimi, Pelekanos, Mavro Bouno, Voukolies | Authorized | Mechanical | PHS | 20.4 |  |  |  |  | Aioliki Energeiaki Lakonias SA | http://www.rae.gr/site/system/docs/ape_files/ape_registry/2019/0519.csp?viewMode=normal
Greece | Rhodes island – Lindion & South Rhodes Municipality | Xera Xila, Stavros, Sholiou Chorafi, Emnio | Authorized | Mechanical | PHS | 16.15 |  |  |  |  | ARGOLIDA AIOLOS SA | http://www.rae.gr/site/system/docs/ape_files/ape_registry/2019/0519.csp?viewMode=normal
Greece | Rhodes island – Atavirou, Archangellou, Kameirou Municipality | Xoxlakonos, Palaiokastro, Thalassies | Authorized | Mechanical | PHS | 11.9 |  |  |  |  | Aioliki Lira SA | http://www.rae.gr/site/system/docs/ape_files/ape_registry/2019/0519.csp?viewMode=normal
Hungary | IntelliStore 1000 - 1MWh Power Plant Balancing Power Optimization | Tiszaújváros | Operational | Electrochemical | Li-ion | 0.5 | 1 |  |  | 2013-06-25 | Energen Power Holding AB | https://www.energystorageexchange.org/projects?q=&title=&technologyBroadCategory%5B%5D=Electro-chemical&technologyBroadCategory%5B%5D=Pumped%20Hydro%20Storage&technologyBroadCategory%5B%5D=Thermal%20Storage&technologyBroadCategory%5B%5D=Liquid%20Air%20Energy%20Storage&technologyBroadCategory%5B%5D=Hydrogen%20Storage&technologyBroadCategory%5B%5D=Lithium%20Ion%20Battery&technologyBroadCategory%5B%5D=Compressed%20Air%20Energy%20Storage&ratedPower%5Bmin%5D=&ratedPower%5Bmax%5D=&duration%5Bmin%5D=&duration%5Bmax%5D=&owner=&energyStorageTechnologyProvider=&powerElectronicsProvider=&oMContractor=&developer=&integratorCompany=&isoRto=&state=&country=Hungary&state=
Hungary | Budapest | Wärtsilä | Operational | Electrochemical | Li-ion | 6 | 4 |  |  | 2018 | Alteo | https://www.pv-magazine.com/2018/08/23/wartsila-completes-its-first-european-energy-storage-project/
Ireland | Dublin | Gaelectric, Tesla - 1 MW BESS | Announced | Electrochemical | Li-ion | 1 |  |  | ESB |  | Gaelectric | https://www.energystorageexchange.org/projects?q=&title=&technologyBroadCategory%5B%5D=Electro-chemical&technologyBroadCategory%5B%5D=Pumped%20Hydro%20Storage&technologyBroadCategory%5B%5D=Thermal%20Storage&technologyBroadCategory%5B%5D=Liquid%20Air%20Energy%20Storage&technologyBroadCategory%5B%5D=Hydrogen%20Storage&technologyBroadCategory%5B%5D=Lithium%20Ion%20Battery&technologyBroadCategory%5B%5D=Compressed%20Air%20Energy%20Storage&ratedPower%5Bmin%5D=&ratedPower%5Bmax%5D=&duration%5Bmin%5D=&duration%5Bmax%5D=&owner=&energyStorageTechnologyProvider=&powerElectronicsProvider=&oMContractor=&developer=&integratorCompany=&isoRto=&state=&country=Ireland&state=
Ireland | Dundalk | Dundalk Institute of Technology (DkIT) Wind Turbine Energy Storage - CALMAC k | Operational | Thermal |  | 4.56 |  |  | ESB |  | Calmac | https://www.energystorageexchange.org/projects?q=&title=&technologyBroadCategory%5B%5D=Electro-chemical&technologyBroadCategory%5B%5D=Pumped%20Hydro%20Storage&technologyBroadCategory%5B%5D=Thermal%20Storage&technologyBroadCategory%5B%5D=Liquid%20Air%20Energy%20Storage&technologyBroadCategory%5B%5D=Hydrogen%20Storage&technologyBroadCategory%5B%5D=Lithium%20Ion%20Battery&technologyBroadCategory%5B%5D=Compressed%20Air%20Energy%20Storage&ratedPower%5Bmin%5D=&ratedPower%5Bmax%5D=&duration%5Bmin%5D=&duration%5Bmax%5D=&owner=&energyStorageTechnologyProvider=&powerElectronicsProvider=&oMContractor=&developer=&integratorCompany=&isoRto=&state=&country=Ireland&state=
Ireland | Turlough | Turlough Hill-1 | Operational | Mechanical | PHS | 73 | 450 |  | EirGrid | 1973 | Electricity Supply Board (ESB) | Power Plant Tracker
Ireland | Turlough | Turlough Hill-2 | Operational | Mechanical | PHS | 73 | 450 |  | EirGrid | 1974 | Electricity Supply Board (ESB) | Power Plant Tracker
Ireland | Turlough | Turlough Hill-3 | Operational | Mechanical | PHS | 73 | 450 |  | EirGrid | 1974 | Electricity Supply Board (ESB) | Power Plant Tracker
Ireland | Turlough | Turlough Hill-4 | Operational | Mechanical | PHS | 73 | 450 |  | EirGrid | 1974 | Electricity Supply Board (ESB) | Power Plant Tracker
Ireland | Tipperary | Silvermines | Announced | Mechanical | PHS | 360 | 1800 |  | EirGrid | 2020 | Siga Hydro | Power Plant Tracker
Ireland | Mayo | MAREX | Announced | Mechanical | PHS | 750 | 6100 |  | EirGrid | 2024 | Organic Power | https://www.energystorageexchange.org/projects?q=&title=&technologyBroadCategory%5B%5D=Electro-chemical&technologyBroadCategory%5B%5D=Pumped%20Hydro%20Storage&technologyBroadCategory%5B%5D=Thermal%20Storage&technologyBroadCategory%5B%5D=Liquid%20Air%20Energy%20Storage&technologyBroadCategory%5B%5D=Hydrogen%20Storage&technologyBroadCategory%5B%5D=Lithium%20Ion%20Battery&technologyBroadCategory%5B%5D=Compressed%20Air%20Energy%20Storage&ratedPower%5Bmin%5D=&ratedPower%5Bmax%5D=&duration%5Bmin%5D=&duration%5Bmax%5D=&owner=&energyStorageTechnologyProvider=&powerElectronicsProvider=&oMContractor=&developer=&integratorCompany=&isoRto=&state=&country=Ireland&state=
Ireland | Longpoint | Aghada BESS | Announced | Electrochemical |  | 19 |  |  | EirGrid
Ireland | Meath Hill | Ardagh South Energy Storage Facility | Authorized | Electrochemical |  | 33 |  |  | ESB |  | Innogy Renewables Ireland Limited
Ireland | Crane | Avonbeg BESS | Submitted | Electrochemical |  | 16 |  |  | ESB |  | RES Storage Ireland Ltd.
Ireland | Athea | Beenanaspock & Tobertoreen BESS | Submitted | Electrochemical |  | 34.15 |  |  | EirGrid |  | Stakraft Asset Management Limited
Ireland | Stephenstown | Gardnershill FGS | Authorized | Electrochemical |  | 8.5 |  |  | ESB |  | Innogy Renewables Ireland Ltd
Ireland | Kilpaddoge | Glencloosagh Phase 3 | Submitted | Electrochemical |  | 30 |  |  | ESB |  | Glencloosagh Energy Limited
Ireland | Banoge | Gorey BESS | Submitted | Electrochemical |  | 13 |  |  | ESB |  | RES Storage Ireland Ltd
Ireland | Gorman | Gorman ESS & Extension | Bidding Process | Electrochemical |  | 50 |  |  | EirGrid |  | RES Storage Ireland Ltd.
Ireland | Corduff | Huntstown BESS | Announced | Electrochemical |  | 10 |  |  | EirGrid
Ireland | Inchicore | Inchicore BESS | Announced | Electrochemical |  | 30 |  |  | EirGrid
Ireland | Kellis | Kellistown Energy Storage | Submitted | Electrochemical |  | 100 |  |  | EirGrid
Ireland | Kilpaddoge | Kelwin Power Plant - Phase 2 | Submitted | Electrochemical |  | 20 |  |  | EirGrid |  | Stakraft Asset Management Limited
Ireland | Great Island | Kilmannock Battery Storage Facility | Bidding Process | Electrochemical |  | 30 |  |  | ESB |  | Grid System Services Limited
Ireland | Lisdrum | Lisdrumdoagh Energy Storage Facility | Submitted | Electrochemical |  | 60 | 54 |  | EirGrid |  | Highfield Storage Limited
Ireland | Derrycarney | Lumcloon BESS | Under Construction | Electrochemical |  | 100 |  |  | EirGrid | 2020 | Hanwha Energy Corporation
Ireland | Moneypoint | Moneypoint Battery Energy Storage | Submitted | Electrochemical |  | 7.5 |  |  | EirGrid
Ireland | Poolbeg | Poolbeg BESS | Announced | Electrochemical |  | 75 |  |  | EirGrid
Ireland | Kilteel | Porterstown Battery Storage Facility | Bidding Process | Electrochemical |  | 30 |  |  | EirGrid |  | Grid System Services Limited
Ireland | Derryiron | Rhode 20MW ESS | Submitted | Electrochemical + flywheel |  | 20 |  |  | ESB |  | Schwungrad Energie Ltd
Ireland | Derrycarney | Shannonbridge ESS B | Under Construction | Electrochemical |  | 97.2 |  |  | EirGrid | 2020 | Hanwha Energy Corporation
Ireland | Irishtown | South Wall BESS | Announced | Electrochemical |  | 30 |  |  | DSO
Ireland | Laois | Clonminam Energy Storage Facility | Announced | Electrochemical |  | 10 |  |  | ESB |  | Highfield Storage Limited
Ireland | Kildare | Moatstown Battery Energy Storage | Submitted | Electrochemical |  | 8 |  |  | ESB |  | RES Storage Ireland Ltd.
Ireland | Kerry | Knocknagoum Battery Storage | Submitted | Electrochemical |  | 8 |  |  | ESB |  | RES Storage Ireland Ltd.
Ireland | Mayo | Shranakilla Energy Park | Submitted | Electrochemical |  | 3 |  |  | ESB |  | ESB SOLAR (IRELAND) LIMITED
Ireland | Mayo | MCB Battery Storage | Submitted | Electrochemical |  | 12 |  |  | ESB |  | PWWP Developments Ltd.
Ireland | Kilkenny | Sionhermitage (prev Nore Power G&S) | Submitted | Electrochemical |  | 40 |  |  | ESB |  | Greener Ideas
Ireland | Waterford | Ballymac Storage | Announced | Electrochemical |  | 3.99 |  |  | ESB |  | Power Capital Renewable Energy Ltd.
Ireland |  | Carigona Battery Storage Facility | Submitted | Electrochemical |  | 30 |  |  | ESB
Ireland | Offaly | Ballydaly Battery Storage Facility | Submitted | Electrochemical |  | 30 |  |  | ESB
Ireland | Dublin | Sillogue Battery Storage Facility | Submitted | Electrochemical |  | 30 |  |  | ESB
Ireland | Galway | Athenry ADC | Announced | Electrochemical |  | 40 |  |  | ESB
Ireland | Cork | Killaveenoge Battery Storage | Submitted | Electrochemical |  | 12.5 |  |  | ESB
Ireland | Leitrim | Jamestown Battery Energy Storage System | Announced | Electrochemical |  | 30 |  |  | ESB
Ireland | Clare | Ballykeelaun Battery Energy Storage System | Announced | Electrochemical |  | 30 |  |  | ESB
Ireland | Cork | Polefield Battery Energy Storage System | Announced | Electrochemical |  | 10 |  |  | ESB
Ireland | Kerry | Faha Battery Energy Storage System | Announced | Electrochemical |  | 10 |  |  | ESB
Ireland |  | Lisnawully Battery Storage | Announced | Electrochemical |  | 30 |  |  | ESB
Ireland | Cork | Mishells Cross Battery Storage | Announced | Electrochemical |  | 10 |  |  | ESB
Ireland | Limerick | Bawnmore Battery Storage | Announced | Electrochemical |  | 16 |  |  | ESB
Ireland | Cork | Kealkill Battery Storage | Announced | Electrochemical |  | 8 |  |  | ESB
Ireland | Kilkenny | Glenmore Battery Storage | Announced | Electrochemical |  | 4 |  |  | ESB
Ireland |  | Adora Energy | Announced | Electrochemical |  | 1 |  |  | ESB
Ireland |  | Oldtown Battery | Announced | Electrochemical |  | 30 |  |  | ESB
Ireland |  | Booltaigh Energy Storage Facility | Announced | Electrochemical |  | 30 |  |  | ESB
Ireland |  | Camlin Multi Technology Site | Announced | Electrochemical |  | 15 |  |  | ESB
Ireland |  | Barnahely Energy Storage System | Announced | Electrochemical |  | 20 |  |  | ESB
Ireland |  | Kilpadogue Bess | Announced | Electrochemical |  | 30 |  |  | ESB
Ireland | Tipperary | Lisbrien B.E.S.S. | Announced | Electrochemical |  | 10 |  |  | ESB
Ireland |  | Lisduff B.E.S.S | Announced | Electrochemical |  | 10 |  |  | ESB
Ireland | Galway | Barnaderg B.E.S.S. | Announced | Electrochemical |  | 10 |  |  | ESB
Ireland | Kerry | Kilathmoy B.E.S.S. | Operational | Electrochemical | Li-ion | 11 |  |  |  | 2020 | Statkraft | https://www.energylivenews.com/2020/01/09/statkraft-charges-ahead-with-11mw-battery-storage-unit-in-ireland/
Italy | Enel Ventotene Project - Siemens | Ventotene | Operational | Electrochemical | Li-ion | 0.3 | 0.6 |  |  |  | Enel | https://www.energystorageexchange.org/projects?q=&title=&ratedPower%5Bmin%5D=&ratedPower%5Bmax%5D=&duration%5Bmin%5D=&duration%5Bmax%5D=&owner=&energyStorageTechnologyProvider=&powerElectronicsProvider=&oMContractor=&developer=&integratorCompany=&isoRto=&state=&country=Italy&state=
Italy | Dal Molin Thermal Energy Storage | Vicenza | Operational | Thermal | STES | 0.4 | 3.2 |  |  |  |  | https://www.energystorageexchange.org/projects?q=&title=&ratedPower%5Bmin%5D=&ratedPower%5Bmax%5D=&duration%5Bmin%5D=&duration%5Bmax%5D=&owner=&energyStorageTechnologyProvider=&powerElectronicsProvider=&oMContractor=&developer=&integratorCompany=&isoRto=&state=&country=Italy&state=
Italy | Terna Storage Lab 2 (6) | Ciminna | Operational | Electrochemical | Redox flow Vanadium | 0.45 | 1.4 | TSO | TERNA SPA |  | Terna Energy | https://www.energystorageexchange.org/projects?q=&title=&ratedPower%5Bmin%5D=&ratedPower%5Bmax%5D=&duration%5Bmin%5D=&duration%5Bmax%5D=&owner=&energyStorageTechnologyProvider=&powerElectronicsProvider=&oMContractor=&developer=&integratorCompany=&isoRto=&state=&country=Italy&state=
Italy | Terna Storage Lab 2 (2) | Ciminna | Operational | Electrochemical | Li-ion | 0.9 | 0.63 | TSO | TERNA SPA |  | Terna Energy | https://www.energystorageexchange.org/projects?q=&title=&ratedPower%5Bmin%5D=&ratedPower%5Bmax%5D=&duration%5Bmin%5D=&duration%5Bmax%5D=&owner=&energyStorageTechnologyProvider=&powerElectronicsProvider=&oMContractor=&developer=&integratorCompany=&isoRto=&state=&country=Italy&state=
Italy | Terna Storage Lab 1 (7) | Codrongianos | Operational | Electrochemical | NANiCl | 1 | 2 | TSO | TERNA SPA |  | Terna Energy | https://www.energystorageexchange.org/projects?q=&title=&ratedPower%5Bmin%5D=&ratedPower%5Bmax%5D=&duration%5Bmin%5D=&duration%5Bmax%5D=&owner=&energyStorageTechnologyProvider=&powerElectronicsProvider=&oMContractor=&developer=&integratorCompany=&isoRto=&state=&country=Italy&state=
Italy | Terna Storage Lab 1 (8) | Codrongianos | Operational | Electrochemical | Redox flow Vanadium | 0.4 | 1.1 | TSO | TERNA SPA |  | Terna Energy | https://www.energystorageexchange.org/projects?q=&title=&ratedPower%5Bmin%5D=&ratedPower%5Bmax%5D=&duration%5Bmin%5D=&duration%5Bmax%5D=&owner=&energyStorageTechnologyProvider=&powerElectronicsProvider=&oMContractor=&developer=&integratorCompany=&isoRto=&state=&country=Italy&state=
Italy | Enel Isernia Smart Grid Project | Carpinone | Operational | Electrochemical | Li-ion | 1 | 0.5 |  |  |  | Enel | https://www.energystorageexchange.org/projects?q=&title=&ratedPower%5Bmin%5D=&ratedPower%5Bmax%5D=&duration%5Bmin%5D=&duration%5Bmax%5D=&owner=&energyStorageTechnologyProvider=&powerElectronicsProvider=&oMContractor=&developer=&integratorCompany=&isoRto=&state=&country=Italy&state=
Italy | Terna Storage Lab 2 (4) | Ciminna | Operational | Electrochemical | Li-ion | 1 | 1.22 | TSO | TERNA SPA |  | Terna Energy | https://www.energystorageexchange.org/projects?q=&title=&ratedPower%5Bmin%5D=&ratedPower%5Bmax%5D=&duration%5Bmin%5D=&duration%5Bmax%5D=&owner=&energyStorageTechnologyProvider=&powerElectronicsProvider=&oMContractor=&developer=&integratorCompany=&isoRto=&state=&country=Italy&state=
Italy | GRID4EU Demo 4 : Enel Rcube | Forli-Cesena | Operational | Electrochemical | Li-ion | 1 | 1 |  |  |  | Enel | https://www.energystorageexchange.org/projects?q=&title=&ratedPower%5Bmin%5D=&ratedPower%5Bmax%5D=&duration%5Bmin%5D=&duration%5Bmax%5D=&owner=&energyStorageTechnologyProvider=&powerElectronicsProvider=&oMContractor=&developer=&integratorCompany=&isoRto=&state=&country=Italy&state=
Italy | Terna Storage Lab 1 (1) | Codrongianos | Operational | Electrochemical | Li-ion | 1 | 1 | TSO | TERNA SPA |  | Terna Energy | https://www.energystorageexchange.org/projects?q=&title=&ratedPower%5Bmin%5D=&ratedPower%5Bmax%5D=&duration%5Bmin%5D=&duration%5Bmax%5D=&owner=&energyStorageTechnologyProvider=&powerElectronicsProvider=&oMContractor=&developer=&integratorCompany=&isoRto=&state=&country=Italy&state=
Italy | Terna Storage Lab 1 (3) | Codrongianos | Operational | Electrochemical | Li-ion | 1 | 1 | TSO | TERNA SPA |  | Terna Energy | https://www.energystorageexchange.org/projects?q=&title=&ratedPower%5Bmin%5D=&ratedPower%5Bmax%5D=&duration%5Bmin%5D=&duration%5Bmax%5D=&owner=&energyStorageTechnologyProvider=&powerElectronicsProvider=&oMContractor=&developer=&integratorCompany=&isoRto=&state=&country=Italy&state=
Italy | Terna Storage Lab 1 (4) | Codrongianos | Operational | Electrochemical | Li-ion | 1 | 0.5 | TSO | TERNA SPA |  | Terna Energy | https://www.energystorageexchange.org/projects?q=&title=&ratedPower%5Bmin%5D=&ratedPower%5Bmax%5D=&duration%5Bmin%5D=&duration%5Bmax%5D=&owner=&energyStorageTechnologyProvider=&powerElectronicsProvider=&oMContractor=&developer=&integratorCompany=&isoRto=&state=&country=Italy&state=
Italy | Terna Storage Lab 1 (5) | Codrongianos | Operational | Electrochemical | Li-ion | 1 | 1.23 | TSO | TERNA SPA |  | Terna Energy | https://www.energystorageexchange.org/projects?q=&title=&ratedPower%5Bmin%5D=&ratedPower%5Bmax%5D=&duration%5Bmin%5D=&duration%5Bmax%5D=&owner=&energyStorageTechnologyProvider=&powerElectronicsProvider=&oMContractor=&developer=&integratorCompany=&isoRto=&state=&country=Italy&state=
Italy | Terna Storage Lab 1 (9) | Codrongianos | Announced | Electrochemical | Electrochemical Capacitors | 0.65 | 0.02 | TSO | TERNA SPA |  | Terna Energy | https://www.energystorageexchange.org/projects?q=&title=&ratedPower%5Bmin%5D=&ratedPower%5Bmax%5D=&duration%5Bmin%5D=&duration%5Bmax%5D=&owner=&energyStorageTechnologyProvider=&powerElectronicsProvider=&oMContractor=&developer=&integratorCompany=&isoRto=&state=&country=Italy&state=
Italy | Terna Storage Lab 2 (1) | Ciminna | Operational | Electrochemical | Li-ion | 1 | 0.9 | TSO | TERNA SPA |  | Terna Energy | https://www.energystorageexchange.org/projects?q=&title=&ratedPower%5Bmin%5D=&ratedPower%5Bmax%5D=&duration%5Bmin%5D=&duration%5Bmax%5D=&owner=&energyStorageTechnologyProvider=&powerElectronicsProvider=&oMContractor=&developer=&integratorCompany=&isoRto=&state=&country=Italy&state=
Italy | Terna Storage Lab 2 (3) | Ciminna | Operational | Electrochemical | Li-ion | 1 | 1 | TSO | TERNA SPA |  | Terna Energy | https://www.energystorageexchange.org/projects?q=&title=&ratedPower%5Bmin%5D=&ratedPower%5Bmax%5D=&duration%5Bmin%5D=&duration%5Bmax%5D=&owner=&energyStorageTechnologyProvider=&powerElectronicsProvider=&oMContractor=&developer=&integratorCompany=&isoRto=&state=&country=Italy&state=
Italy | INGRID Hydrogen Demonstration Project | Troia | Operational | Chemical | P2G | 1.2 | 39 |  |  |  |  | https://www.energystorageexchange.org/projects?q=&title=&ratedPower%5Bmin%5D=&ratedPower%5Bmax%5D=&duration%5Bmin%5D=&duration%5Bmax%5D=&owner=&energyStorageTechnologyProvider=&powerElectronicsProvider=&oMContractor=&developer=&integratorCompany=&isoRto=&state=&country=Italy&state=
Italy | Terna Storage Lab 1 (6) | Codrongianos | Operational | Electrochemical | NaNiCl | 1.2 | 4.14 | TSO | TERNA SPA |  | Terna Energy | https://www.energystorageexchange.org/projects?q=&title=&ratedPower%5Bmin%5D=&ratedPower%5Bmax%5D=&duration%5Bmin%5D=&duration%5Bmax%5D=&owner=&energyStorageTechnologyProvider=&powerElectronicsProvider=&oMContractor=&developer=&integratorCompany=&isoRto=&state=&country=Italy&state=
Italy | Terna Storage Lab 1 (2) | Codrongianos | Operational | Electrochemical | Li-ion | 1.2 | 0.924 | TSO | TERNA SPA |  | Terna Energy | https://www.energystorageexchange.org/projects?q=&title=&ratedPower%5Bmin%5D=&ratedPower%5Bmax%5D=&duration%5Bmin%5D=&duration%5Bmax%5D=&owner=&energyStorageTechnologyProvider=&powerElectronicsProvider=&oMContractor=&developer=&integratorCompany=&isoRto=&state=&country=Italy&state=
Italy | Terna Storage Lab 2 (5) | Ciminna | Operational | Electrochemical | NaNiCl | 1.2 | 4.14 | TSO | TERNA SPA |  | Terna Energy | https://www.energystorageexchange.org/projects?q=&title=&ratedPower%5Bmin%5D=&ratedPower%5Bmax%5D=&duration%5Bmin%5D=&duration%5Bmax%5D=&owner=&energyStorageTechnologyProvider=&powerElectronicsProvider=&oMContractor=&developer=&integratorCompany=&isoRto=&state=&country=Italy&state=
Italy | Enel Chiaravalle Substation | Chiaravalle | Operational | Electrochemical | Li-ion | 2 | 2 |  |  |  |  | https://www.energystorageexchange.org/projects?q=&title=&ratedPower%5Bmin%5D=&ratedPower%5Bmax%5D=&duration%5Bmin%5D=&duration%5Bmax%5D=&owner=&energyStorageTechnologyProvider=&powerElectronicsProvider=&oMContractor=&developer=&integratorCompany=&isoRto=&state=&country=Italy&state=
Italy | Enel Dirillo Substation BESS Project | Ragusa | Operational | Electrochemical | Li-ion | 2 | 1 |  |  |  | Enel | https://www.energystorageexchange.org/projects?q=&title=&ratedPower%5Bmin%5D=&ratedPower%5Bmax%5D=&duration%5Bmin%5D=&duration%5Bmax%5D=&owner=&energyStorageTechnologyProvider=&powerElectronicsProvider=&oMContractor=&developer=&integratorCompany=&isoRto=&state=&country=Italy&state=
Italy | Enel Puglia ESS | Foggia | Operational | Electrochemical | Li-ion | 2 | 1 |  |  |  | Enel | https://www.energystorageexchange.org/projects?q=&title=&ratedPower%5Bmin%5D=&ratedPower%5Bmax%5D=&duration%5Bmin%5D=&duration%5Bmax%5D=&owner=&energyStorageTechnologyProvider=&powerElectronicsProvider=&oMContractor=&developer=&integratorCompany=&isoRto=&state=&country=Italy&state=
Italy | Terna Grid Defense Plan Phase II (2) | Codronigianos | Announced | Electrochemical | NaS | 4 |  |  |  |  | Terna Energy | https://www.energystorageexchange.org/projects?q=&title=&ratedPower%5Bmin%5D=&ratedPower%5Bmax%5D=&duration%5Bmin%5D=&duration%5Bmax%5D=&owner=&energyStorageTechnologyProvider=&powerElectronicsProvider=&oMContractor=&developer=&integratorCompany=&isoRto=&state=&country=Italy&state=
Italy | Priolo Gargallo | Archimede | Operational | Thermal | Molten salts | 4.72 | 37.76 |  |  | 2010-07-14 | ENEL | https://solarpaces.nrel.gov/by-country/IT
Italy | Terna SANC project (3) | Scampitella | Operational | Electrochemical | NaS | 10.8 | 86.4 | TSO | TERNA SPA |  | Terna Energy | https://www.energystorageexchange.org/projects?q=&title=&ratedPower%5Bmin%5D=&ratedPower%5Bmax%5D=&duration%5Bmin%5D=&duration%5Bmax%5D=&owner=&energyStorageTechnologyProvider=&powerElectronicsProvider=&oMContractor=&developer=&integratorCompany=&isoRto=&state=&country=Italy&state=
Italy | Terna SANC project (1) | Flumeri | Operational | Electrochemical | NaS | 12 | 96 | TSO | TERNA SPA |  | Terna Energy | https://www.energystorageexchange.org/projects?q=&title=&ratedPower%5Bmin%5D=&ratedPower%5Bmax%5D=&duration%5Bmin%5D=&duration%5Bmax%5D=&owner=&energyStorageTechnologyProvider=&powerElectronicsProvider=&oMContractor=&developer=&integratorCompany=&isoRto=&state=&country=Italy&state=
Italy | Terna SANC project (2) | Miscano | Operational | Electrochemical | NaS | 12 | 96 | TSO | TERNA SPA |  | Terna Energy | https://www.energystorageexchange.org/projects?q=&title=&ratedPower%5Bmin%5D=&ratedPower%5Bmax%5D=&duration%5Bmin%5D=&duration%5Bmax%5D=&owner=&energyStorageTechnologyProvider=&powerElectronicsProvider=&oMContractor=&developer=&integratorCompany=&isoRto=&state=&country=Italy&state=
Italy | Terna Grid Defense Plan Phase II (1) | Codronigianos | Announced | Electrochemical | Li-ion | 20 |  |  |  |  | Terna Energy | https://www.energystorageexchange.org/projects?q=&title=&ratedPower%5Bmin%5D=&ratedPower%5Bmax%5D=&duration%5Bmin%5D=&duration%5Bmax%5D=&owner=&energyStorageTechnologyProvider=&powerElectronicsProvider=&oMContractor=&developer=&integratorCompany=&isoRto=&state=&country=Italy&state=
Italy |  | Pont Ventoux-3 | Operational | Mechanical | PHS | 75 |  | TSO | TERNA SPA | 2006 | IREN Energia | Power Plant Tracker
Italy | Piana degli Albanesi | Guadalami | Operational | Mechanical | PHS | 80 |  | TSO | TERNA SPA | 1961 | Enel | Power Plant Tracker
Italy | Capriati a Volturno | Capriati | Operational | Mechanical | PHS | 113 |  | TSO | TERNA SPA | 1966 | BKW | Power Plant Tracker
Italy | Riva del Garda | Riva del Garda | Operational | Mechanical | PHS | 117 |  | TSO | TERNA SPA | 1929 | Enel | Power Plant Tracker
Italy | Priolo Gargallo | Anapo Solarino - 1 | Operational | Mechanical | PHS | 125 | 1000 | TSO | TERNA SPA | 1989 | Enel | Power Plant Tracker
Italy | Priolo Gargallo | Anapo Solarino - 2 | Operational | Mechanical | PHS | 125 | 1000 | TSO | TERNA SPA | 1989 | Enel | Power Plant Tracker
Italy | Priolo Gargallo | Anapo Solarino - 3 | Operational | Mechanical | PHS | 125 | 1000 | TSO | TERNA SPA | 1989 | Enel | Power Plant Tracker
Italy | Priolo Gargallo | Anapo Solarino - 4 | Operational | Mechanical | PHS | 125 | 1000 | TSO | TERNA SPA | 1989 | Enel | Power Plant Tracker
Italy | Gargnano | Gargnano | Operational | Mechanical | PHS | 137 |  | TSO | TERNA SPA | 1964 | Enel | Power Plant Tracker
Italy | L'Aquila | Provvidenza | Operational | Mechanical | PHS | 139 |  | TSO | TERNA SPA | 1949 | Enel | Power Plant Tracker
Italy | Vittorio Veneto | Fadalto | Operational | Mechanical | PHS | 220 |  | TSO | TERNA SPA | 1971 | Enel | Power Plant Tracker
Italy | Ovodda | Taloro | Operational | Mechanical | PHS | 240 | 12480 | TSO | TERNA SPA | 1972 - 1978 | Enel | Power Plant Tracker
Italy |  | Rovina Piastra | Operational | Mechanical | PHS | 125 |  | TSO | TERNA SPA | 1974 | Enel | Power Plant Tracker
Italy | Sellero | San Fiorano-1 | Operational | Mechanical | PHS | 272 |  | TSO | TERNA SPA | 1973 | Enel | Power Plant Tracker
Italy | Camugnano | Bargi | Operational | Mechanical | PHS | 281 |  | TSO | TERNA SPA | 1975 | Enel | Power Plant Tracker
Italy | Vezzano | San Massenza | Operational | Mechanical | PHS | 377 |  | TSO | TERNA SPA | 1951 | Enel | Power Plant Tracker
Italy | Fano Adriano | San Giacomo al Vomano | Operational | Mechanical | PHS | 490 |  | TSO | TERNA SPA | 1947 - 1998 | Enel | Power Plant Tracker
Italy | Entracque | Chiotas Piastra-1-2-3-4-5-6 | Operational | Mechanical | PHS | 1064 | 17040 | TSO | TERNA SPA | 1974 | Enel | Power Plant Tracker
Italy | Edolo | Edolo-1-2-3-4-5-6 | Operational | Mechanical | PHS | 977.6 | 4890 | TSO | TERNA SPA | 1983 | Enel | Power Plant Tracker
Italy | Maccagno | Ronco Valgrande | Operational | Mechanical | PHS | 1000 | 17680 | TSO | TERNA SPA | 1973 | Enel | Power Plant Tracker
Italy | Presenzano | Presenzano-1 | Operational | Mechanical | PHS | 1005 | 7000 | TSO | TERNA SPA | 1991 | Enel | Power Plant Tracker
Italy | ULTIMO | PRACOMUNE | Operational | Mechanical | PHS | 35 |  | TSO | TERNA SPA | 2004 | ALPERIA GREENPOWER SRL
Italy | LOCANA | TELESSIO | Operational | Mechanical | PHS | 35 |  | TSO | TERNA SPA | 2004 | IREN ENERGIA SPA
Italy | CODIGORO | C.A.D.F. S.p.A. | Operational | Mechanical | PHS | 0.0185 |  | DSO | E-DISTRIBUZIONE SPA | 2018 | C.A.D.F. SPA
Italy | APRILIA | IMPIANTO IDROELETTRICO DA 45 KW | Operational | Mechanical | PHS | 0.045 |  | DSO | E-DISTRIBUZIONE S.P.A. | 2014 | ABBVIE S.R.L.
Italy | LANZADA | UP_VALMALENCO_1 (350 MW) - Campo Moro | Operational | Mechanical | PHS | 36.5 |  | TSO | TERNA SPA | 2004 | ENEL PRODUZIONE SPA
Italy | PIATEDA | UP_ALTOADDA_1 (327 MW) - Zappello | Operational | Mechanical | PHS | 11.4 |  | TSO | TERNA SPA | 2004 | EDISON SPA
Lithuania | Kruonis | Kruonis-1 | Operational | Mechanical | PHS | 225 | 2700 |  |  | 1992 - 1998 | Lietuvos Energija | Power Plant Tracker
Lithuania | Kruonis | Kruonis-2 | Operational | Mechanical | PHS | 225 | 2700 |  |  | 1992 - 1998 | Lietuvos Energija | Power Plant Tracker
Lithuania | Kruonis | Kruonis-3 | Operational | Mechanical | PHS | 225 | 2700 |  |  | 1992 - 1998 | Lietuvos Energija | Power Plant Tracker
Lithuania | Kruonis | Kruonis-4 | Operational | Mechanical | PHS | 225 | 2700 |  |  | 1992 - 1998 | Lietuvos Energija | Power Plant Tracker
Lithuania | Kruonis | Kruonis-5 | Bidding process | Mechanical | PHS | 225 |  |  |  | 2024 | Lietuvos Energija | Power Plant Tracker
Lithuania | Vulinius |  | Announced | Electrochemical | Unknown | 1 |  |  |  |  | Litgrid AB | https://www.ceep.be/www/wp-content/uploads/2019/07/CEEP_Report_Q2_2019_final_03.pdf
Luxembourg | Vianden | Vianden 1 | Operational | Mechanical | PHS | 100 | 447 |  |  | 1962 | Société Electrique de l'Our | Power Plant Tracker
Luxembourg | Vianden | Vianden 10 | Operational | Mechanical | PHS | 196 | 447 |  |  | 1975 | Société Electrique de l'Our | Power Plant Tracker
Luxembourg | Vianden | Vianden 11 | Operational | Mechanical | PHS | 198 | 447 |  |  | 2015 | Société Electrique de l'Our | Power Plant Tracker
Luxembourg | Vianden | Vianden 2 | Operational | Mechanical | PHS | 100 | 447 |  |  | 1962 | Société Electrique de l'Our | Power Plant Tracker
Luxembourg | Vianden | Vianden 3 | Operational | Mechanical | PHS | 100 | 447 |  |  | 1963 | Société Electrique de l'Our | Power Plant Tracker
Luxembourg | Vianden | Vianden 4 | Operational | Mechanical | PHS | 100 | 447 |  |  | 1963 | Société Electrique de l'Our | Power Plant Tracker
Luxembourg | Vianden | Vianden 5 | Operational | Mechanical | PHS | 100 | 447 |  |  | 1963 | Société Electrique de l'Our | Power Plant Tracker
Luxembourg | Vianden | Vianden 6 | Operational | Mechanical | PHS | 100 | 447 |  |  | 1964 | Société Electrique de l'Our | Power Plant Tracker
Luxembourg | Vianden | Vianden 7 | Operational | Mechanical | PHS | 100 | 447 |  |  | 1964 | Société Electrique de l'Our | Power Plant Tracker
Luxembourg | Vianden | Vianden 8 | Operational | Mechanical | PHS | 100 | 447 |  |  | 1963 | Société Electrique de l'Our | Power Plant Tracker
Luxembourg | Vianden | Vianden 9 | Operational | Mechanical | PHS | 100 | 447 |  |  | 1964 | Société Electrique de l'Our | Power Plant Tracker
Netherlands | Amsterdam | Amsterdam Energy Arena | Announced | Electrochemical | Unknown | 3.75 | 3.75 |  |  |  | Nissan | https://www.energystorageexchange.org/projects?q=&title=&technologyBroadCategory%5B%5D=Electro-chemical&technologyBroadCategory%5B%5D=Pumped%20Hydro%20Storage&technologyBroadCategory%5B%5D=Thermal%20Storage&technologyBroadCategory%5B%5D=Liquid%20Air%20Energy%20Storage&technologyBroadCategory%5B%5D=Hydrogen%20Storage&technologyBroadCategory%5B%5D=Lithium%20Ion%20Battery&technologyBroadCategory%5B%5D=Compressed%20Air%20Energy%20Storage&ratedPower%5Bmin%5D=&ratedPower%5Bmax%5D=&duration%5Bmin%5D=&duration%5Bmax%5D=&owner=&energyStorageTechnologyProvider=&powerElectronicsProvider=&oMContractor=&developer=&integratorCompany=&isoRto=&state=&country=Netherlands&state=
Netherlands | Bonaire | Bonaire | Operational | Electrochemical |  | 6 | 6 |  |  | 2019 | Contourglobal Bonaire | https://www.pv-magazine.com/2019/06/21/wartsila-doubles-renewable-energy-penetration-by-adding-storage-in-holiday-paradise/
Netherlands | Kranlendijk | Bonaire Wind-Diesel Hybrid | Operational | Electrochemical | Nickel Cadmium | 3 | 2.4 |  |  |  | Saft | https://www.energystorageexchange.org/projects?q=&title=&technologyBroadCategory%5B%5D=Electro-chemical&technologyBroadCategory%5B%5D=Pumped%20Hydro%20Storage&technologyBroadCategory%5B%5D=Thermal%20Storage&technologyBroadCategory%5B%5D=Liquid%20Air%20Energy%20Storage&technologyBroadCategory%5B%5D=Hydrogen%20Storage&technologyBroadCategory%5B%5D=Lithium%20Ion%20Battery&technologyBroadCategory%5B%5D=Compressed%20Air%20Energy%20Storage&ratedPower%5Bmin%5D=&ratedPower%5Bmax%5D=&duration%5Bmin%5D=&duration%5Bmax%5D=&owner=&energyStorageTechnologyProvider=&powerElectronicsProvider=&oMContractor=&developer=&integratorCompany=&isoRto=&state=&country=Netherlands&state=
Netherlands | Zuidwending | CAES Zuidwending | Announced | Mechanical | CAES | 320 | 1920 |  |  | 2024 | Corre Energy Storage BV | https://tyndp.entsoe.eu/tyndp2018/projects/storage_projects/1013
Netherlands | Etten-Leur | Etten-Leur Smart Storage - Enexis | Operational | Electrochemical | Li-ion | 0.4 | 0.2 |  |  |  | TBI Alfen | https://www.energystorageexchange.org/projects?q=&title=&technologyBroadCategory%5B%5D=Electro-chemical&technologyBroadCategory%5B%5D=Pumped%20Hydro%20Storage&technologyBroadCategory%5B%5D=Thermal%20Storage&technologyBroadCategory%5B%5D=Liquid%20Air%20Energy%20Storage&technologyBroadCategory%5B%5D=Hydrogen%20Storage&technologyBroadCategory%5B%5D=Lithium%20Ion%20Battery&technologyBroadCategory%5B%5D=Compressed%20Air%20Energy%20Storage&ratedPower%5Bmin%5D=&ratedPower%5Bmax%5D=&duration%5Bmin%5D=&duration%5Bmax%5D=&owner=&energyStorageTechnologyProvider=&powerElectronicsProvider=&oMContractor=&developer=&integratorCompany=&isoRto=&state=&country=Netherlands&state=
Netherlands | Zeewolde | FCR Storage | Operational | Electrochemical |  | 3 |  |  |  | 2017 | Nuon-Vattenfall | https://alfen.com/en/projects/3mw-energy-storage-nuon
Netherlands | Gissenburg | Gissenburg | Operational | Electrochemical |  | 1 |  |  |  | 2017 | TBI Alfen | https://alfen.com/en/projects/3mw-energy-storage-nuon
Netherlands | Amsterdam | Johan Cruyff ArenA Storage - The Mobility House | Operational | Electrochemical | Li-ion | 4 | 4 |  |  |  | The Mobility House | https://www.energystorageexchange.org/projects?q=&title=&technologyBroadCategory%5B%5D=Electro-chemical&technologyBroadCategory%5B%5D=Pumped%20Hydro%20Storage&technologyBroadCategory%5B%5D=Thermal%20Storage&technologyBroadCategory%5B%5D=Liquid%20Air%20Energy%20Storage&technologyBroadCategory%5B%5D=Hydrogen%20Storage&technologyBroadCategory%5B%5D=Lithium%20Ion%20Battery&technologyBroadCategory%5B%5D=Compressed%20Air%20Energy%20Storage&ratedPower%5Bmin%5D=&ratedPower%5Bmax%5D=&duration%5Bmin%5D=&duration%5Bmax%5D=&owner=&energyStorageTechnologyProvider=&powerElectronicsProvider=&oMContractor=&developer=&integratorCompany=&isoRto=&state=&country=Netherlands&state=
Netherlands | Rotterdam | Rotterdam | Operational | Electrochemical |  | 10 | 10 |  |  | 2019 |  | https://www.eqmagpro.com/large-scale-battery-prevents-dutch-wind-farms-power-from-being-wasted/
Netherlands | Vlissingen | Vlissingen Advancion Energy Storage - AES | Operational | Electrochemical | Li-ion | 10 | 10 |  |  | 2016 | AES | https://www.energystorageexchange.org/projects?q=&title=&technologyBroadCategory%5B%5D=Electro-chemical&technologyBroadCategory%5B%5D=Pumped%20Hydro%20Storage&technologyBroadCategory%5B%5D=Thermal%20Storage&technologyBroadCategory%5B%5D=Liquid%20Air%20Energy%20Storage&technologyBroadCategory%5B%5D=Hydrogen%20Storage&technologyBroadCategory%5B%5D=Lithium%20Ion%20Battery&technologyBroadCategory%5B%5D=Compressed%20Air%20Energy%20Storage&ratedPower%5Bmin%5D=&ratedPower%5Bmax%5D=&duration%5Bmin%5D=&duration%5Bmax%5D=&owner=&energyStorageTechnologyProvider=&powerElectronicsProvider=&oMContractor=&developer=&integratorCompany=&isoRto=&state=&country=Netherlands&state=
Norway | Raggovidda | Haeolus Wind-to-Hydrogen | Under construction | Chemical | P2G | 2.5 |  |  |  | 2020 | Hydrogenics Corporation | https://www.hydrogenics.com/2018/09/19/hydrogenics-to-supply-2-5mw-energy-storage-solution-for-haeolus-wind-to-hydrogen-project-in-norway/
Norway |  | Duge | Operational | Mechanical | PHS | 200 | 139500 |  |  | 1979 |  | Power Plant Tracker
Norway |  | Stølsdal | Operational | Mechanical | PHS | 17 | 220 |  |  | 1986 |  | Power Plant Tracker
Norway |  | Saurdal | Operational | Mechanical | PHS | 640 | 250200 |  |  | 1985 |  | Power Plant Tracker
Norway |  | Jukla | Operational | Mechanical | PHS | 40 |  |  |  | 1974 |  | Power Plant Tracker
Norway |  | Nygard | Operational | Mechanical | PHS | 81 |  |  |  | 2005 |  | Power Plant Tracker
Norway |  | Aurland III | Operational | Mechanical | PHS | 270 | 9440 |  |  | 1979 |  | Power Plant Tracker
Norway |  | Øljusjøen | Operational | Mechanical | PHS | 50 |  |  |  | 1974 |  | Power Plant Tracker
Norway |  | Herva | Operational | Mechanical | PHS | 33 |  |  |  | 1962 |  | Power Plant Tracker
Norway |  | Tevla | Operational | Mechanical | PHS | 50 |  |  |  | 1994 |  | Power Plant Tracker
Norway |  | Brattingfoss | Operational | Mechanical | PHS | 11 |  |  |  | 1955 |  | Power Plant Tracker
Norway | Gudvangen | Powerdock | Operational | Electro-chemical | Li-ion | 1.2 | 0.7 |  |  |  | The Fjords | Norway Ministry
Norway | Flåm | Powerdock | Operational | Electro-chemical | Li-ion | 1.2 | 0.7 |  |  |  | The Fjords | Norway Ministry
Norway | Skien | Skagerak Energilab | Operational | Electro-chemical | Li-ion | 0.8 | 1 |  |  |  | Skagerag Energi | Norway Ministry
Norway | Sandnes | Rema 1000 Vagle | Operational | Electro-chemical | Li-ion | 0.2 | 0.46 |  |  |  |  | Norway Ministry
Norway | Lavik | Kai 1 MF Ampere | Operational | Electro-chemical | Li-ion | 1.2 | 0.35 |  |  |  |  | Norway Ministry
Norway | Oppedal | Kai 2 MF Ampere | Operational | Electro-chemical | Li-ion | 1.2 | 0.35 |  |  |  |  | Norway Ministry
Norway | Trondheim | Postens logistikksenter | Operational | Electro-chemical | Lead-acid (AGM) | 0.08 | 0.24 |  |  |  |  | Norway Ministry
Norway | Evenstad | Campus Evenstad | Operational | Electro-chemical | Li-ion | 0.12 | 0.2 |  |  |  |  | Norway Ministry
Norway | Bergen | Brushytten |  | Electro-chemical | Li-ion | 0.012 | 0.13 |  |  |  |  | Norway Ministry
Norway | Oslo | Bislett stadion | Operational | Electro-chemical | Li-ion (second life) |  | 0.1 |  |  |  |  | Norway Ministry
Poland | Dychów | Dychow H1 | Operational | Mechanical | PHS | 28 | 83 |  |  | 1936 | PGE (Polska Grupa Energetyczna) | Power Plant Tracker
Poland | Dychów | Dychow H2 | Operational | Mechanical | PHS | 29 | 84 |  |  | 1936 | PGE (Polska Grupa Energetyczna) | Power Plant Tracker
Poland | Dychów | Dychow H3 | Operational | Mechanical | PHS | 28 | 83 |  |  | 1936 | PGE (Polska Grupa Energetyczna) | Power Plant Tracker
Poland | Miedzybrodzie Zywieckie | Porabka Zar H1 | Operational | Mechanical | PHS | 135 | 500 |  |  | 1979 | PGE (Polska Grupa Energetyczna) | Power Plant Tracker
Poland | Miedzybrodzie Zywieckie | Porabka Zar H2 | Operational | Mechanical | PHS | 135 | 500 |  |  | 1979 | PGE (Polska Grupa Energetyczna) | Power Plant Tracker
Poland | Miedzybrodzie Zywieckie | Porabka Zar H3 | Operational | Mechanical | PHS | 135 | 500 |  |  | 1979 | PGE (Polska Grupa Energetyczna) | Power Plant Tracker
Poland | Miedzybrodzie Zywieckie | Porabka Zar H4 | Operational | Mechanical | PHS | 135 | 500 |  |  | 1979 | PGE (Polska Grupa Energetyczna) | Power Plant Tracker
Poland | Zabrodzie | Solina Hydrozespol H1 | Operational | Mechanical | PHS | 68 | 686 |  |  | 1968 | PGE (Polska Grupa Energetyczna) | Power Plant Tracker
Poland | Zabrodzie | Solina Hydrozespol H2 | Operational | Mechanical | PHS | 68 | 686 |  |  | 1968 | PGE (Polska Grupa Energetyczna) | Power Plant Tracker
Poland | Zabrodzie | Solina Hydrozespol H3 | Operational | Mechanical | PHS | 31 | 313 |  |  | 1968 | PGE (Polska Grupa Energetyczna) | Power Plant Tracker
Poland | Zabrodzie | Solina Hydrozespol H4 | Operational | Mechanical | PHS | 31 | 313 |  |  | 1968 | PGE (Polska Grupa Energetyczna) | Power Plant Tracker
Poland | Tresna | Tresna | Operational | Mechanical | PHS | 21 |  |  |  | 1966 | PGE (Polska Grupa Energetyczna) | Power Plant Tracker
Poland | Zarnowiec | Zarnowiec H1 | Operational | Mechanical | PHS | 179 | 900 |  |  | 1983 | PGE (Polska Grupa Energetyczna) | Power Plant Tracker
Poland | Zarnowiec | Zarnowiec H2 | Operational | Mechanical | PHS | 179 | 900 |  |  | 1983 | PGE (Polska Grupa Energetyczna) | Power Plant Tracker
Poland | Zarnowiec | Zarnowiec H3 | Operational | Mechanical | PHS | 179 | 900 |  |  | 1983 | PGE (Polska Grupa Energetyczna) | Power Plant Tracker
Poland | Zarnowiec | Zarnowiec H4 | Operational | Mechanical | PHS | 179 | 900 |  |  | 1983 | PGE (Polska Grupa Energetyczna) | Power Plant Tracker
Poland | Zydowo | Zydowo H1 | Operational | Mechanical | PHS | 62 | 223 |  |  | 1971 | ENERGA OZE | http://www.energa-wytwarzanie.pl/obiekty/lista-obiektow/zydowo,51,obiekt.html
Poland | Zydowo | Zydowo H2 | Operational | Mechanical | PHS | 61.6 | 223 |  |  | 1971 | ENERGA OZE | http://www.energa-wytwarzanie.pl/obiekty/lista-obiektow/zydowo,51,obiekt.html
Poland | Zydowo | Zydowo H3 | Operational | Mechanical | PHS | 62.6 | 224 |  |  | 1971 | ENERGA OZE | http://www.energa-wytwarzanie.pl/obiekty/lista-obiektow/zydowo,51,obiekt.html
Poland |  |  | Operational | Electrochemical | Li-ion | 1.26 | 2.52 |  |  | 2018 | BYD | https://cleantechnica.com/2018/10/22/byds-first-energy-storage-project-in-poland-begins-operations/
Portugal | Graciosa | Graciosa Project - Younicos & Recharge | Operational | Electrochemical | Li-ion | 6 | 3.18 |  |  | 2016-12-31 | younicos | https://www.energystorageexchange.org/projects/1034
Portugal |  | Baixo Sabor-3 | Operational | Mechanical | PHS | 18 | - |  |  | 2016 | EDP | Power Plant Tracker
Portugal |  | Baixo Sabor-4 | Operational | Mechanical | PHS | 18 | - |  |  | 2016 | EDP | Power Plant Tracker
Portugal | Pisões | Alto Rabagão 1 | Operational | Mechanical | PHS | 36 | 202400 |  |  | 1964 | EDP | Power Plant Tracker
Portugal | Pisões | Alto Rabagão 2 | Operational | Mechanical | PHS |  | - |  |  | 1965 | EDP | DGEG
Portugal | Vilarinho das Furnas | Vilarinho Furnas-1 | Operational | Mechanical | PHS | 69 | 108200 |  |  | 1972 | EDP | Power Plant Tracker
Portugal |  | Baixo Sabor-1 | Operational | Mechanical | PHS | 76.5 | 42460 |  |  | 2016 | EDP | Power Plant Tracker
Portugal |  | Baixo Sabor-2 | Operational | Mechanical | PHS | 76.5 | - |  |  | 2016 | EDP | Power Plant Tracker
Portugal |  | Venda Nova-2 (Frades)-1 | Operational | Mechanical | PHS | 97.8 | - |  |  | 2005 | EDP | Power Plant Tracker
Portugal |  | Venda Nova-2 (Frades)-2 | Operational | Mechanical | PHS | 97.8 | - |  |  | 2005 | EDP | Power Plant Tracker
Portugal | Aguieira | Aguieira-1 | Operational | Mechanical | PHS | 90 | 39200 |  |  | 1981 | EDP | Power Plant Tracker
Portugal | Aguieira | Aguieira-2 | Operational | Mechanical | PHS | 90 | - |  |  | 1981 | EDP | Power Plant Tracker
Portugal | Aguieira | Aguieira-3 | Operational | Mechanical | PHS | 90 | - |  |  | 1981 | EDP | Power Plant Tracker
Portugal | Alqueva | Alqueva-2-G3 | Operational | Mechanical | PHS | 128.7 | 440000 |  |  | 2012 | EDP | Power Plant Tracker
Portugal | Alqueva | Alqueva-2-G4 | Operational | Mechanical | PHS | 128.7 | - |  |  | 2012 | EDP | Power Plant Tracker
Portugal | Alqueva | Alqueva-G1 | Operational | Mechanical | PHS | 120 | - |  |  | 2004 | EDP | Power Plant Tracker
Portugal | Alqueva | Alqueva-G2 | Operational | Mechanical | PHS | 120 | - |  |  | 2004 | EDP | Power Plant Tracker
Portugal |  | Gouvaes-Padroselos (Alto Tamega) 1 | Under construction | Mechanical | PHS | 220 |  |  |  | 2023 | Iberdrola | Power Plant Tracker
Portugal |  | Gouvaes-Padroselos (Alto Tamega) 2 | Under construction | Mechanical | PHS | 220 |  |  |  | 2023 | Iberdrola | Power Plant Tracker
Portugal |  | Gouvaes-Padroselos (Alto Tamega) 3 | Under construction | Mechanical | PHS | 220 |  |  |  | 2023 | Iberdrola | Power Plant Tracker
Portugal |  | Gouvaes-Padroselos (Alto Tamega) 4 | Under construction | Mechanical | PHS | 220 |  |  |  | 2023 | Iberdrola | Power Plant Tracker
Portugal | Salamonde | Salamonde-2 | Operational | Mechanical | PHS | 224 | 13300 |  |  | 2016 | EDP | Power Plant Tracker
Portugal |  | Foz Tua 1 | Operational | Mechanical | PHS | 135 | 7000 |  |  | 2018 | EDP | Power Plant Tracker
Portugal |  | Foz Tua 2 | Operational | Mechanical | PHS | 135 |  |  |  | 2018 | EDP | DGEG
Portugal |  | Carvão-Ribeira | Announced | Mechanical | PHS | 550 |  |  |  |  | EDP | Power Plant Tracker
Portugal | Torrão | Torrão | Operational | Mechanical |  | 140 | 6630 |  |  | 1988 | EDP
Portugal | Madeira | Inverno dos Socorridos | Operational | Mechanical |  | 24 | 8 |  |  | 1994 | EEM
Romania |  | Islaz (Izbiceni – Danube) | Bidding process | Mechanical | PHS | 28.8 |  |  |  |  | Hidroelectrica | Power Plant Tracker
Romania |  | Jidoaia | Operational | Mechanical | PHS | 21 |  |  |  | 1977 | Hidroelectrica | Power Plant Tracker
Romania |  | Lotru | Operational | Mechanical | PHS | 9 |  |  |  | 1979 | Hidroelectrica | Power Plant Tracker
Romania |  | Petrimanu | Operational | Mechanical | PHS | 31.5 |  |  |  | 1977 | Hidroelectrica | Power Plant Tracker
Romania |  | Secuieu (Dragan lake) | Operational | Mechanical | PHS | 10 |  |  |  |  | Hidroelectrica
Romania |  | Cugir (Oasa lake) | Operational | Mechanical | PHS | 20 |  |  |  |  | Hidroelectrica
Romania |  | Stocare project | Operational | Electrochemical | Unknown | 1 |  |  |  | 2018 | EDPR | https://energyindustryreview.com/renewables/edpr-opens-pioneering-battery-based-energy-storage-facility-in-romania/
Romania | Tarnita | Tarnita-Lapustesti-1-2 | Authorized | Mechanical | PHS | 500 |  |  |  | 2025 | Hidroelectrica | Power Plant Tracker
Romania | Tarnita | Tarnita-Lapustesti-3-4 | Authorized | Mechanical | PHS | 500 |  |  |  | 2025 | Hidroelectrica | Power Plant Tracker
Slovakia | Trencin | Cierny Vah-1 | Operational | Mechanical | PHS | 122.5 | 605 | 400 kV | SEPS | 1982 | Slovenské Elektrarne | Power Plant Tracker
Slovakia | Trencin | Cierny Vah-2 | Operational | Mechanical | PHS | 122.5 | 605 | 400 kV | SEPS | 1982 | Slovenské Elektrarne | Power Plant Tracker
Slovakia | Trencin | Cierny Vah-3 | Operational | Mechanical | PHS | 122.5 | 605 | 400 kV | SEPS | 1982 | Slovenské Elektrarne | Power Plant Tracker
Slovakia | Trencin | Cierny Vah-4 | Operational | Mechanical | PHS | 122.5 | 605 | 400 kV | SEPS | 1982 | Slovenské Elektrarne | Power Plant Tracker
Slovakia | Trencin | Cierny Vah-5 | Operational | Mechanical | PHS | 122.5 | 605 | 400 kV | SEPS | 1982 | Slovenské Elektrarne | Power Plant Tracker
Slovakia | Trencin | Cierny Vah-6 | Operational | Mechanical | PHS | 122.5 | 605 | 400 kV | SEPS | 1982 | Slovenské Elektrarne | Power Plant Tracker
Slovakia |  | Dobsina | Operational | Mechanical | PHS | 24 |  | 110 kV | VSD, a.s. | 1953 | Slovenské Elektrarne | Power Plant Tracker
Slovakia |  | Dobsina III | Operational | Mechanical | PHS | 0.32 |  | 22 kV | VSD, a.s. | 2014 | Slovenské Elektrarne | Power Plant Tracker
Slovakia | Trencin | Liptovská Mara | Operational | Mechanical | PHS | 198 |  | 110 kV | SSD, a.s. | 1975 | Slovenské Elektrarne | Power Plant Tracker
Slovakia |  | Ruzin | Operational | Mechanical | PHS | 60 |  | 110 kV | VSD, a.s. | 1972 | Slovenské Elektrarne | Power Plant Tracker
Slovakia | Zdiar, reg. Poprad | Zdiar - Bachledova dolina | Announced | Electrochemical | Li-ion | 0.6 | 1.2 | 22 kV | VSD, a.s. (regional DSO) |  | VSD, a.s. | VSD, a.s.
Slovenia | Avče | Avče | Operational | Mechanical | PHS | 185 | 2596 | 110 kV | ELES | 2009 | SENG | Power Plant Tracker
Slovenia | Idrija | BESS NEDO Idrija | Announced | Electrochemical | Lead acid + Li-ion | 1 | 1.23 | 20 kV | SODO | 2020 | ELES, Elektro Primorska
Slovenia | Ljubljana | BESS NEDO Ljubljana | Announced | Electrochemical | Li-ion | 4 | 8 | 20 kV | SODO | 2020 | ELES, Elektro Ljubljana
Slovenia | Okroglo | BESS Okroglo | Announced | Electrochemical | Li-ion | 5 | 25 | 110 kV | ELES | 2020 | ELES
Slovenia | Pekre | BESS Pekre | Announced | Electrochemical | Li-ion | 5 | 25 | 110 kV | ELES | 2020 | ELES
Slovenia | Jelenice | Jelenice | Operational | Electrochemical | Li-ion | 12.6 | 22 |  |  | 2019-09-10 | NGEN | https://www.energy-storage.news/news/slovenia-becomes-first-balkan-state-to-install-grid-scale-tesla-ess
Slovenia |  | Kozjak-HSE | Announced | Mechanical | PHS | 420 | 5894 | 400 kV | ELES | after 2030 | DEM | Power Plant Tracker
Spain | Vélez de Benaudalla, El Pinar, El Valle y Órgiva. | “Los Guajares”, | Announced | Mechanical | PHS | 356.872 |  |  |  |  | VM Energía
Spain | Volariño de Cons | Conso II | Announced | Mechanical | PHS | 300 |  |  |  |  | Iberderola Generación
Spain | Tudela | Acciona Energia Innovative Lithium-Ion System (ILIS) Project | Stopped | Electrochemical | Li-ion | 1 | 0.57 |  |  | 2012 | Ingeteam | https://www.energystorageexchange.org/projects?q=&title=&technologyBroadCategory%5B%5D=Electro-chemical&technologyBroadCategory%5B%5D=Liquid%20Air%20Energy%20Storage&technologyBroadCategory%5B%5D=Hydrogen%20Storage&technologyBroadCategory%5B%5D=Lithium%20Ion%20Battery&technologyBroadCategory%5B%5D=Compressed%20Air%20Energy%20Storage&ratedPower%5Bmin%5D=&ratedPower%5Bmax%5D=&duration%5Bmin%5D=&duration%5Bmax%5D=&owner=&energyStorageTechnologyProvider=&powerElectronicsProvider=&oMContractor=&developer=&integratorCompany=&isoRto=&state=&country=Spain&state=
Spain | San Miguel de Aguayo | Aguayo 1 | Operational | Mechanical | PHS | 90.06 | 924 |  |  | 1982 | Viesgo | Power Plant Tracker
Spain | San Miguel de Aguayo | Aguayo 2 | Operational | Mechanical | PHS | 89.27 | 915 |  |  | 1982 | Viesgo | Power Plant Tracker
Spain | San Miguel de Aguayo | Aguayo 3 | Operational | Mechanical | PHS | 90.56 | 929 |  |  | 1983 | Viesgo | Power Plant Tracker
Spain | San Miguel de Aguayo | Aguayo 4 | Operational | Mechanical | PHS | 90.71 | 930 |  |  | 1983 | Viesgo | Power Plant Tracker
Spain | Cantabria/Palencia | Aguayo-Aguilar (expansion) | Bidding process | Mechanical | PHS | 1000 |  |  |  |  | Repsol | Power Plant Tracker
Spain | Aguilar de Campoo | Aguilar 1 | Operational | Mechanical | PHS | 4.9 |  |  |  | 1964 | Viesgo | Power Plant Tracker
Spain | Aguilar de Campoo | Aguilar 2 | Operational | Mechanical | PHS | 4.91 |  |  |  | 1964 | Viesgo | Power Plant Tracker
Spain | Aldeire Granada | Andasol-1 | Operational | Thermal | Molten salts | 49.9 | 374.25 |  | Endesa | 2008-11-26 | Cobra O&M | https://solarpaces.nrel.gov/by-country/ES ; https://web.archive.org/web/20090222183058/http://www.solarmillennium.de/upload/Download/Technologie/eng/Andasol1-3engl.pdf
Spain | Aldeire Granada | Andasol-2 | Operational | Thermal | Molten salts | 49.9 | 374.25 |  | Endesa | 2009-06-30 | Cobra O&M | https://solarpaces.nrel.gov/by-country/ES
Spain | Aldeire Granada | Andasol-3 | Operational | Thermal | Molten salts | 50 | 375 |  | Endesa | 2011-08-31 | Ferrostaall AG | https://solarpaces.nrel.gov/by-country/ES
Spain | San josé del Valle Cadiz | Arcosol 50 (Valle 1) | Operational | Thermal | Molten salts | 49.9 | 374.25 |  |  | 2011-12-31 | Torresol | https://solarpaces.nrel.gov/by-country/ES
Spain | Morón de la Frontera Sevilla | Arenales | Operational | Thermal | Molten salts | 50 | 350 |  |  | 2013-11-30 | OHL | https://solarpaces.nrel.gov/by-country/ES
Spain | Alcázar de San Juan Ciudad Real | Aste 1A | Operational | Thermal | Molten salts | 50 | 400 |  |  | 2012-12-31 | Elecnor | https://solarpaces.nrel.gov/by-country/ES
Spain | Alcázar de San Juan Ciudad Real | Aste 2A | Operational | Thermal | Molten salts | 50 | 400 |  |  | 2012-12-31 | Elecnor | https://solarpaces.nrel.gov/by-country/ES
Spain | Olivenza Badajoz | Astexol II | Operational | Thermal | Molten salts | 50 | 400 |  |  | 2012-12-31 | Elecnor | https://solarpaces.nrel.gov/by-country/ES
Spain | Barasoain | Barasoain BESS | Operational | Electrochemical | Li-ion | 1 | 0.39 |  |  | 2013 | ACCIONA windpower | https://www.engerati.com/article/spain-gets-its-first-hybrid-wind-power-battery-storage-plant
Spain | Barasoain | Barasoain BESS | Operational | Electrochemical | Li-ion | 0.7 | 0.7 |  |  | 2013 | ACCIONA windpower | https://www.engerati.com/article/spain-gets-its-first-hybrid-wind-power-battery-storage-plant
Spain | Navarra | Barasoain Experimental Wind Farm I | Operational | Electrochemical | Li-ion | 1 | 0.39 |  |  | 2017-09-01 | Acciona | European Commission
Spain | Navarra | Barasoain Experimental Wind Farm II | Operational | Electrochemical | Li-ion | 0.7 | 0.7 |  |  | 2017-09-01 | Acciona | European Commission
Spain | Pastrana | Bolarque I GR 1 | Operational | Mechanical | PHS | 13.99 |  |  |  | 1954 | Naturgy | Power Plant Tracker
Spain | Pastrana | Bolarque I GR 2 | Operational | Mechanical | PHS | 13.95 |  |  |  | 1955 | Naturgy | Power Plant Tracker
Spain | Pastrana | Bolarque II GR 1 | Operational | Mechanical | PHS | 52 | 350 |  |  | 1973 | Naturgy | Power Plant Tracker
Spain | Pastrana | Bolarque II GR 2 | Operational | Mechanical | PHS | 52 | 350 |  |  | 1973 | Naturgy | Power Plant Tracker
Spain | Pastrana | Bolarque II GR 3 | Operational | Mechanical | PHS | 52 | 350 |  |  | 1973 | Naturgy | Power Plant Tracker
Spain | Pastrana | Bolarque II GR 4 | Operational | Mechanical | PHS | 52 | 350 |  |  | 1973 | Naturgy | Power Plant Tracker
Spain | Valdeobispo, Caceres | Caceres Solar Power Plant | Operational | Thermal | Molten salts | 50 | 375 |  |  | 2013-03-01 | ACS - COBRA group | https://www.energystorageexchange.org/projects
Spain | Carboneras | Carboneras BESS | Bidding process | Electrochemical | Unknown | 20 |  |  | Endesa | 2018 | Enel | https://www.iea-coal.org/spain-enel-coal-plant-battery-projects-taking-shape/
Spain | Almacena Lithium Ion Battery | Carmona | Operational | Electrochemical | Li-ion | 1 | 3 |  |  |  | REE | https://www.energystorageexchange.org/projects?q=&title=&technologyBroadCategory%5B%5D=Electro-chemical&technologyBroadCategory%5B%5D=Liquid%20Air%20Energy%20Storage&technologyBroadCategory%5B%5D=Hydrogen%20Storage&technologyBroadCategory%5B%5D=Lithium%20Ion%20Battery&technologyBroadCategory%5B%5D=Compressed%20Air%20Energy%20Storage&ratedPower%5Bmin%5D=&ratedPower%5Bmax%5D=&duration%5Bmin%5D=&duration%5Bmax%5D=&owner=&energyStorageTechnologyProvider=&powerElectronicsProvider=&oMContractor=&developer=&integratorCompany=&isoRto=&state=&country=Spain&state=
Spain | Talarrubias Badajoz | Casablanca | Operational | Thermal | Molten salts | 50 | 375 |  | Endesa | 2013-12-31 | ACS - COBRA group | https://solarpaces.nrel.gov/by-country/ES
Spain | Velilla del Río Carrión y Guardo (Palencia) y Valderrueda (León) | CDR Velilla del Rio Carrión | Announced | Mechanical | PHS | 143.81 |  |  |  |  | CDR Carrión, S.L.
Spain | Huesca | Central Hidroelectrica de IP Bombeo | Operational | Mechanical | PHS | 99 |  |  |  | 2009 | Acciona | European Commission
Spain | Gran Canaria | Chira Soria | Authorized | Mechanical | PHS | 200 |  |  |  | 2025 - 2026 | REE | Power Plant Tracker
Spain | Torre de Miguel Sesmero Badajoz | Extresol-1 | Operational | Thermal | Molten salts | 50 | 375 |  | Endesa | 2010-12-31 | Cobra O&M | https://solarpaces.nrel.gov/by-country/ES
Spain | Torre de Miguel Sesmero Badajoz | Extresol-2 | Operational | Thermal | Molten salts | 49.9 | 374.25 |  | Endesa | 2009-11-12 | Cobra O&M | https://solarpaces.nrel.gov/by-country/ES
Spain | Torre de Miguel Sesmero Badajoz | Extresol-3 | Operational | Thermal | Molten salts | 50 | 375 |  | Endesa | 2012-12-31 | Cobra O&M | https://solarpaces.nrel.gov/by-country/ES
Spain | Guijo de Granadilla | Gabriel y Galán Alagón | Operational | Mechanical | PHS | 110 |  |  |  | 1982 | Iberdrola | Power Plant Tracker
Spain | Fuentes de Andalucía | Gemasolar | Operational | Thermal | Molten salts | 19.9 | 298.5 |  |  | 2011-12-31 | Torresol | https://solarpaces.nrel.gov/by-country/ES
Spain | Girones | Girones | Announced | Mechanical | PHS | 2000 |  |  |  | 2027 | Grupo Romero Polo | https://tyndp.entsoe.eu/tyndp2018/projects/storage_projects/1019
Spain | Posadas Córdoba | La africana | Operational | Thermal | Molten salts | 50 | 375 |  | Endesa | 2012-11-21 | Ortiz/TSK/Magtel | https://solarpaces.nrel.gov/by-country/ES
Spain | La Garrovilla Badajoz | La Dehesa | Operational | Thermal | Molten salts | 49.9 | 374.25 |  |  | 2011-02-28 | Renovables SAMCA | https://solarpaces.nrel.gov/by-country/ES
Spain | Badajoz Badajoz | La Florida | Operational | Thermal | Molten salts | 50 | 375 |  |  | 2010-06-30 | Renovables SAMCA | https://solarpaces.nrel.gov/by-country/ES
Spain | Cortes de Pallas | La Muela de Cortes Jucar-1.1 | Operational | Mechanical | PHS | 209.45 | 3406 |  |  | 1989 | Iberdrola | Power Plant Tracker
Spain | Cortes de Pallas | La Muela de Cortes Jucar-1.2 | Operational | Mechanical | PHS | 209.45 | 3406 |  |  | 1989 | Iberdrola | Power Plant Tracker
Spain | Cortes de Pallas | La Muela de Cortes Jucar-1.3 | Operational | Mechanical | PHS | 209.45 | 3406 |  |  | 1989 | Iberdrola | Power Plant Tracker
Spain | Cortes de Pallas | La Muela de Cortes Jucar-2 GR 4 | Operational | Mechanical | PHS | 218.9 | 3560 |  |  | 2013 | Iberdrola | Power Plant Tracker
Spain | Cortes de Pallas | La Muela de Cortes Jucar-2 GR 5 | Operational | Mechanical | PHS | 220.85 | 3592 |  |  | 2013 | Iberdrola | Power Plant Tracker
Spain | Cortes de Pallas | La Muela de Cortes Jucar-2 GR 6 | Operational | Mechanical | PHS | 218.75 | 3557 |  |  | 2013 | Iberdrola | Power Plant Tracker
Spain | Cortes de Pallas | La Muela de Cortes Jucar-2 GR 7 | Operational | Mechanical | PHS | 219.45 | 3569 |  |  | 2013 | Iberdrola | Power Plant Tracker
Spain | Endesa STORE: La Palma Project - Ingeteam | La Palma | Operational | Electrochemical | Unknown | 4 | 20 |  |  |  | Endesa | https://www.energystorageexchange.org/projects?q=&title=&technologyBroadCategory%5B%5D=Electro-chemical&technologyBroadCategory%5B%5D=Liquid%20Air%20Energy%20Storage&technologyBroadCategory%5B%5D=Hydrogen%20Storage&technologyBroadCategory%5B%5D=Lithium%20Ion%20Battery&technologyBroadCategory%5B%5D=Compressed%20Air%20Energy%20Storage&ratedPower%5Bmin%5D=&ratedPower%5Bmax%5D=&duration%5Bmin%5D=&duration%5Bmax%5D=&owner=&energyStorageTechnologyProvider=&powerElectronicsProvider=&oMContractor=&developer=&integratorCompany=&isoRto=&state=&country=Spain&state=
Spain | Navaleo | Leon | Announced | Mechanical | PHS | 550 | 3600 |  |  | 2023 | CDR TREMOR, S.L | https://tyndp.entsoe.eu/tyndp2018/projects/storage_projects/1012
Spain | Alcazar de San Juan Ciudad Real | Manchasol-1 | Operational | Thermal | Molten salts | 49.9 | 374.25 |  | Union Fenosa | 2011-12-31 | Cobra O&M | https://solarpaces.nrel.gov/by-country/ES
Spain | Alcazar de San Juan Ciudad Real | Manchasol-2 | Operational | Thermal | Molten salts | 50 | 375 |  | Union Fenosa | 2011-04-30 | Cobra O&M | https://solarpaces.nrel.gov/by-country/ES
Spain | Mont-Negre | Mequinenza | Announced | Mechanical | PHS | 3300 | 75110 |  |  |  | INGENIERIA PONTIFICIA S.L. | https://tyndp.entsoe.eu/tyndp2018/projects/storage_projects/1011
Spain | Lladorre | Montamara 1 | Operational | Mechanical | PHS | 45.89 |  |  |  | 1974 | Enel | Power Plant Tracker
Spain | Lladorre | Montamara 2 | Operational | Mechanical | PHS | 46.53 |  |  |  | 1974 | Enel | Power Plant Tracker
Spain | Navarra | Montes del Cierzo PV | Operational | Electrochemical | Li-ion | 1 | 0.56 |  |  | 2012-09-01 | Acciona | European Commission
Spain | Montanuy | Moralets 1 | Operational | Mechanical | PHS | 73.42 | 9045 |  |  | 1985 | Enel | Power Plant Tracker
Spain | Montanuy | Moralets 2 | Operational | Mechanical | PHS | 72.82 | 8972 |  |  | 1985 | Enel | Power Plant Tracker
Spain | Montanuy | Moralets 3 | Operational | Mechanical | PHS | 72.9 | 8981 |  |  | 1985 | Enel | Power Plant Tracker
Spain | Sevilla | Planta solar 10 | Operational | Thermal | STES | 11 | 11 |  | Elerctric market /Endesa | 2005-06-25 | Abengoa Solar | https://solarpaces.nrel.gov/by-country/ES
Spain | Sevilla | Planta solar 20 | Operational | Thermal | STES | 20 | 20 |  | Elerctric market /Endesa | 2009-04-22 | Abengoa Solar | https://solarpaces.nrel.gov/by-country/ES
Spain | Leon | P-PHES CUA | Announced | Mechanical | PHS | 235 | 1620 |  |  | 2028 | CENTRAL DEPURADORA REVERSIBLE DEL RIO CUA, S.L. | https://tyndp.entsoe.eu/tyndp2018/projects/storage_projects/1027
Spain | Manzaneda | Puente Bibey 1 | Operational | Mechanical | PHS | 71 |  |  |  | 1964 | Iberdrola | Power Plant Tracker
Spain | Manzaneda | Puente Bibey 2 | Operational | Mechanical | PHS | 71 |  |  |  | 1964 | Iberdrola | Power Plant Tracker
Spain | Manzaneda | Puente Bibey 3 | Operational | Mechanical | PHS | 71 |  |  |  | 1964 | Iberdrola | Power Plant Tracker
Spain | Manzaneda | Puente Bibey 4 | Operational | Mechanical | PHS | 76.23 |  |  |  | 1964 | Iberdrola | Power Plant Tracker
Spain | Manzaneda | Puente Bibey 5 | Operational | Mechanical | PHS | 0.72 |  |  |  | 1964 | Iberdrola | Power Plant Tracker
Spain | Calasparra Murcia | Puerto Errado 2 | Operational | Thermal | STES | 30 | 15 |  | REE / Iberdrola | 2012-03-31 | Novatec Biosol AG | https://solarpaces.nrel.gov/by-country/ES
Spain | Puertollano | Puertollano | Submitted | Electrochemical | Unknown | 5 | 20 |  |  |  | Iberdrola | https://www.pv-tech.org/news/51221
Spain | Raimats | Raimats | Announced | Mechanical | PHS | 1061 |  |  |  | 2027 | Grupo Romero Polo | https://tyndp.entsoe.eu/tyndp2018/projects/storage_projects/1019
Spain | Seville BESS | Seville | Operational | Electrochemical | Li-ion | 1 | 0.33 |  |  |  | Abengoa | https://www.energystorageexchange.org/projects?q=&title=&technologyBroadCategory%5B%5D=Electro-chemical&technologyBroadCategory%5B%5D=Liquid%20Air%20Energy%20Storage&technologyBroadCategory%5B%5D=Hydrogen%20Storage&technologyBroadCategory%5B%5D=Lithium%20Ion%20Battery&technologyBroadCategory%5B%5D=Compressed%20Air%20Energy%20Storage&ratedPower%5Bmin%5D=&ratedPower%5Bmax%5D=&duration%5Bmin%5D=&duration%5Bmax%5D=&owner=&energyStorageTechnologyProvider=&powerElectronicsProvider=&oMContractor=&developer=&integratorCompany=&isoRto=&state=&country=Spain&state=
Spain | Vilarino de Conso | Soutelo Cenza 1 | Operational | Mechanical | PHS | 131.96 |  |  |  | 1994 | Iberdrola | Power Plant Tracker
Spain | Vilarino de Conso | Soutelo Cenza 2 | Operational | Mechanical | PHS | 81.68 |  |  |  | 1994 | Iberdrola | Power Plant Tracker
Spain | Ardales | Tajo de la encantada 1 | Operational | Mechanical | PHS | 96.74 | 256 |  |  | 1977 | Enel | Power Plant Tracker
Spain | Ardales | Tajo de la encantada 2 | Operational | Mechanical | PHS | 94.55 | 250 |  |  | 1977 | Enel | Power Plant Tracker
Spain | Ardales | Tajo de la encantada 3 | Operational | Mechanical | PHS | 89.5 | 237 |  |  | 1977 | Enel | Power Plant Tracker
Spain | Ardales | Tajo de la encantada 4 | Operational | Mechanical | PHS | 96.09 | 254 |  |  | 1977 | Enel | Power Plant Tracker
Spain | Sobrescobio | Tanes 1 | Operational | Mechanical | PHS | 62.35 |  |  |  | 1978 | HC Energia | Power Plant Tracker
Spain | Sobrescobio | Tanes 2 | Operational | Mechanical | PHS | 61.82 |  |  |  | 1978 | HC Energia | Power Plant Tracker
Spain | Lladorre | Tavascan superior 1 | Operational | Mechanical | PHS | 59.53 |  |  |  | 1971 | Enel | Power Plant Tracker
Spain | Lladorre | Tavascan superior 2 | Operational | Mechanical | PHS | 59.53 |  |  |  | 1971 | Enel | Power Plant Tracker
Spain | San José del Valle Cádiz | Termesol 50 (Valle 2) | Operational | Thermal | Molten salts | 49.9 | 374.25 |  |  | 2011-12-31 | Torresol | https://solarpaces.nrel.gov/by-country/ES
Spain | Navalvillar de Pela Badajoz | Termosol 1 | Operational | Thermal | Molten salts | 50 | 450 |  |  | 2013-03-31 | NextEra, FPL | https://solarpaces.nrel.gov/by-country/ES | Behind the meter facility
Spain | Navalvillar de Pela Badajoz | Termosol 2 | Operational | Thermal | Molten salts | 50 | 450 |  |  | 2013-03-31 | NextEra, FPL | https://solarpaces.nrel.gov/by-country/ES
Spain | Villacampo | Villalcampo I Duero 1 | Operational | Mechanical | PHS | 32 |  |  |  | 1949 | Iberdrola | Power Plant Tracker
Spain | Villacampo | Villalcampo I Duero 2 | Operational | Mechanical | PHS | 32 |  |  |  | 1949 | Iberdrola | Power Plant Tracker
Spain | Villacampo | Villalcampo I Duero 3 | Operational | Mechanical | PHS | 32 |  |  |  | 1949 | Iberdrola | Power Plant Tracker
Spain | Villarino de los Aires | Villarino Tormes 1 | Operational | Mechanical | PHS | 138.9 |  |  |  | 1970 | Iberdrola | Power Plant Tracker
Spain | Villarino de los Aires | Villarino Tormes 2 | Operational | Mechanical | PHS | 137.4 |  |  |  | 1970 | Iberdrola | Power Plant Tracker
Spain | Villarino de los Aires | Villarino Tormes 3 | Operational | Mechanical | PHS | 138.3 |  |  |  | 1970 | Iberdrola | Power Plant Tracker
Spain | Villarino de los Aires | Villarino Tormes 4 | Operational | Mechanical | PHS | 138.72 |  |  |  | 1970 | Iberdrola | Power Plant Tracker
Spain | Villarino de los Aires | Villarino Tormes 5 | Operational | Mechanical | PHS | 148.95 |  |  |  | 1976 | Iberdrola | Power Plant Tracker
Spain | Villarino de los Aires | Villarino Tormes 6 | Operational | Mechanical | PHS | 148.61 |  |  |  | 1977 | Iberdrola | Power Plant Tracker
Sweden | Arlanda Airport Aquifer Thermal Energy Storage | Arlanda | Operational | Thermal |  | 10 |  |  |  |  | Arlanda energi AB | https://www.energystorageexchange.org/projects/1207
Sweden | Borlänge | Forschuvud | Operational | Electrochemical | Li-ion | 5 | 6.2 |  |  | 2019 | Fortum | https://www.fortum.com/media/2019/05/new-fortum-batteries-enhance-renewable-energy-capacity
Sweden | Torsby | Letten | Operational | Mechanical | PHS | 36 | 65000 |  |  | 1956 | Fortum | https://www.fortum.se/vara-vattenkraftverk/klaralven/lettens-kraftverk
Sweden | Sunne | Kymmen | Operational | Mechanical | PHS | 55 | 47000 |  |  | 1986 | Fortum | https://www.fortum.se/vara-vattenkraftverk/norsalven/kymmens-kraftverk
Switzerland | Volketswil | Volketswil | Operational | Electrochemical | Li-ion | 18 | 7.5 | TSO |  | 2019-03-01 | Elektrizitätswerke des Kantons Zürich (EKZ) | https://www.energy-storage.news/news/nec-installs-switzerlands-largest-battery (Batteries provided by NEC, use : Primary frequence regulation)
Switzerland | Dietikon | Dietikon | Operational | Electrochemical | Li-ion | 1 | 0.5 | TSO |  | 2012 |  | http://www.abb.no/cawp/seitp202/0b80d94850f2df5ac1257a4c002d4430.aspx (Batteries provided by LG, use : Primary frequence regulation)
Switzerland | Ried-Brig | Bortelalp | Operational | Mechanical | PHS | 2.35 |  |  |  | 31/12/1990 |  | Power Plant Tracker
Switzerland | Le Chatelard | Chatelard-Barberine-1 +-2 | Operational | Mechanical | PHS | 112 | 8960 |  |  | 01/01/1923 - 31/12/1977 |  | Power Plant Tracker
Switzerland | Schaffhausen | Engeweiher | Operational | Mechanical | PHS | 5 |  |  |  | 01/01/1909 - 31/12/1993 |  | Power Plant Tracker
Switzerland | Altendorf | Etzelwerk Altendorf | Operational | Mechanical | PHS | 135 | 104930 |  |  | 01/01/1937 - 31/12/1992 |  | Power Plant Tracker
Switzerland | Ausserferrera | Ferrera-1 | Operational | Mechanical | PHS | 180 | 22630 |  |  | 01/01/1962 - 31/12/2017 |  | Power Plant Tracker
Switzerland | Grimsel | Grimsel-2 | Operational | Mechanical | PHS | 388 | 53420 |  |  | 31/12/1981 |  | Power Plant Tracker
Switzerland | Handegg | Handeck-3 (Isogyre) | Operational | Mechanical | PHS | 55.1 | 510 |  |  | 31/12/1976 |  | Power Plant Tracker
Switzerland | Linthal | Limmern-1 | Operational | Mechanical | PHS | 250 |  |  |  | 31/12/2016 |  | Power Plant Tracker
Switzerland | Linthal | Limmern-2 | Operational | Mechanical | PHS | 250 |  |  |  | 31/12/2016 |  | Power Plant Tracker
Switzerland | Linthal | Limmern-3 | Operational | Mechanical | PHS | 250 |  |  |  | 31/12/2017 |  | Power Plant Tracker
Switzerland | Linthal | Limmern-4 | Operational | Mechanical | PHS | 250 |  |  |  | 31/12/2016 |  | Power Plant Tracker
Switzerland | Vadura | Mapragg | Operational | Mechanical | PHS | 279.9 | 3080 |  |  | 31/12/1977 |  | Power Plant Tracker
Switzerland | Ayer | Mottec | Operational | Mechanical | PHS | 71 | 220 |  |  | 31/12/1958 |  | Power Plant Tracker
Switzerland | Finhaut | Nant de Drance | Under construction | Mechanical | PHS | 900 |  |  |  | 31/12/2020 |  | Power Plant Tracker
Switzerland | Oberems | Oberems (Argessa) | Operational | Mechanical | PHS | 8.2 | [5 empty] | Power Plant Tracker
Switzerland | Zernez | Ova Spin | Operational | Mechanical | PHS | 54 | 2580 |  |  | 31/12/1970 |  | Power Plant Tracker
Switzerland | Piano di Peccia | Peccia (Sambuco) | Operational | Mechanical | PHS | 54 | 100 |  |  | 31/12/1955 |  | Power Plant Tracker
Switzerland | Vorderthal | Rempen | Operational | Mechanical | PHS | 66.24 | 140 |  |  |  |  | Power Plant Tracker
Switzerland | Robiei | Robiei | Operational | Mechanical | PHS | 192 | 6500 |  |  |  |  | Power Plant Tracker
Switzerland | Linthal | Tierfehd (Umwalzwerk) | Operational | Mechanical | PHS | 140 | 520 |  |  | 31/12/2010 |  | Power Plant Tracker
Switzerland | Veytaux | Veytaux-1 (FMHL+) | Operational | Mechanical | PHS | 240 | 53870 |  |  | 31/12/1972 |  | Power Plant Tracker
Switzerland | Veytaux | Veytaux-2 (FMHL+) | Operational | Mechanical | PHS | 240 | 53870 |  |  | 31/12/2016 |  | Power Plant Tracker
Switzerland | Saas Almagell | Zermeiggern | Operational | Mechanical | PHS | 74 |  |  |  | 31/12/1966 |  | Power Plant Tracker
United-Kingdom | Broxburn | Broxburn | Operational | Electrochemical | Li-ion | 20 |  |  | National Grid | 2018-09-01 | RES | https://www.energystorageexchange.org/projects?q=&title=&ratedPower%5Bmin%5D=&ratedPower%5Bmax%5D=&duration%5Bmin%5D=&duration%5Bmax%5D=&owner=&energyStorageTechnologyProvider=&powerElectronicsProvider=&oMContractor=&developer=&integratorCompany=&isoRto=&state=&country=United%20Kingdom&state=
United-Kingdom | Carrickfergus | Carrickfergus | Operational | Electrochemical | Li-ion | 10 | 5 |  | SONI | 2016 | AES Energy Storage | https://www.energystorageexchange.org/projects?q=&title=&ratedPower%5Bmin%5D=&ratedPower%5Bmax%5D=&duration%5Bmin%5D=&duration%5Bmax%5D=&owner=&energyStorageTechnologyProvider=&powerElectronicsProvider=&oMContractor=&developer=&integratorCompany=&isoRto=&state=&country=United%20Kingdom&state=
United-Kingdom | Darlington | Darlington | Operational | Electrochemical | Li-ion | 2.5 |  |  | National Grid | 2013 | NEC energy soluions | https://www.energystorageexchange.org/projects?q=&title=&ratedPower%5Bmin%5D=&ratedPower%5Bmax%5D=&duration%5Bmin%5D=&duration%5Bmax%5D=&owner=&energyStorageTechnologyProvider=&powerElectronicsProvider=&oMContractor=&developer=&integratorCompany=&isoRto=&state=&country=United%20Kingdom&state=
United-Kingdom | Kirkwall | Kirkwall | Operational | Electrochemical | Li-ion | 2 | 0.8 |  | National Grid | 2013 | Mitsubishi Power Systems Europe | https://www.energystorageexchange.org/projects?q=&title=&ratedPower%5Bmin%5D=&ratedPower%5Bmax%5D=&duration%5Bmin%5D=&duration%5Bmax%5D=&owner=&energyStorageTechnologyProvider=&powerElectronicsProvider=&oMContractor=&developer=&integratorCompany=&isoRto=&state=&country=United%20Kingdom&state=
United-Kingdom | Leighton Buzzard | Leighton Buzzard | Operational | Electrochemical | Li-ion | 6 | 10 |  | National Grid | 2014-12-12 | Younicos | https://www.energystorageexchange.org/projects?q=&title=&ratedPower%5Bmin%5D=&ratedPower%5Bmax%5D=&duration%5Bmin%5D=&duration%5Bmax%5D=&owner=&energyStorageTechnologyProvider=&powerElectronicsProvider=&oMContractor=&developer=&integratorCompany=&isoRto=&state=&country=United%20Kingdom&state=
United-Kingdom | Lerwick | Lerwick | Stopped | Electrochemical | NaS | 1 | 6 |  | National Grid |  | NGK | https://www.energystorageexchange.org/projects?q=&title=&ratedPower%5Bmin%5D=&ratedPower%5Bmax%5D=&duration%5Bmin%5D=&duration%5Bmax%5D=&owner=&energyStorageTechnologyProvider=&powerElectronicsProvider=&oMContractor=&developer=&integratorCompany=&isoRto=&state=&country=United%20Kingdom&state=
United-Kingdom | Peterhead | Peterhead | Operational | Electrochemical | Li-ion | 1 |  |  | National grid | 2018 | Equinor | https://www.energystorageexchange.org/projects?q=&title=&ratedPower%5Bmin%5D=&ratedPower%5Bmax%5D=&duration%5Bmin%5D=&duration%5Bmax%5D=&owner=&energyStorageTechnologyProvider=&powerElectronicsProvider=&oMContractor=&developer=&integratorCompany=&isoRto=&state=&country=United%20Kingdom&state=
United-Kingdom | Toton | Toton | Operational | Mechanical | PHS | 1.4 |  |  | National Grid |  | Isentropic Ltd | https://www.energystorageexchange.org/projects?q=&title=&ratedPower%5Bmin%5D=&ratedPower%5Bmax%5D=&duration%5Bmin%5D=&duration%5Bmax%5D=&owner=&energyStorageTechnologyProvider=&powerElectronicsProvider=&oMContractor=&developer=&integratorCompany=&isoRto=&state=&country=United%20Kingdom&state=
United-Kingdom | Wolverhampton | Wolverhampton | Operational | Electrochemical | Li-ion | 2 | 1 |  | National Grid | 2014 | ABB | https://www.energystorageexchange.org/projects?q=&title=&ratedPower%5Bmin%5D=&ratedPower%5Bmax%5D=&duration%5Bmin%5D=&duration%5Bmax%5D=&owner=&energyStorageTechnologyProvider=&powerElectronicsProvider=&oMContractor=&developer=&integratorCompany=&isoRto=&state=&country=United%20Kingdom&state=
United-Kingdom | Norfolk | ABB & UK Power Networks Energy Storage Installation | Stopped | Electrochemical | Unknown | 0.2 |  |  |  | 2011 | ABB | https://www.gov.uk/government/publications/renewable-energy-planning-database-monthly-extract#history
United-Kingdom | County Durham | Addison Road | Cancelled | Electrochemical | Unknown | 22 |  |  |  |  | Anesco | https://www.gov.uk/government/publications/renewable-energy-planning-database-monthly-extract#history
United-Kingdom | Co. Antrim | AES Kilroot Station Battery Storage Array | Operational | Electrochemical | Unknown | 10 |  |  |  | 2016 | AES Kilroot Power (AES KPL) | https://www.gov.uk/government/publications/renewable-energy-planning-database-monthly-extract#history
United-Kingdom | East Lothian | Aikengall II Community Wind Farm Battery | Submitted | Electrochemical | Unknown | [5 empty] | Community Windpower | https://www.gov.uk/government/publications/renewable-energy-planning-database-monthly-extract#history
United-Kingdom | Shropshire | Albrighton Solar farm | Operational | Electrochemical | Unknown |  |  |  |  | 2019 | Big60Million/Belectric | https://www.gov.uk/government/publications/renewable-energy-planning-database-monthly-extract#history
United-Kingdom | Lancashire | Aldon Road | Authorized | Electrochemical | Unknown | 6 |  |  |  |  | STOR Power | https://www.gov.uk/government/publications/renewable-energy-planning-database-monthly-extract#history
United-Kingdom | Gloucestershire | All Alone Lane | Cancelled | Electrochemical | Unknown | [5 empty] | Broadfield Farm Ess | https://www.gov.uk/government/publications/renewable-energy-planning-database-monthly-extract#history
United-Kingdom | West Midlands | Anchor Lane Energy Centre | Authorized | Electrochemical | Unknown | 4 |  |  |  |  | Suncredit | https://www.gov.uk/government/publications/renewable-energy-planning-database-monthly-extract#history
United-Kingdom | Co. Antrim | Armoy Wind Farm | Cancelled | Electrochemical | Unknown | [5 empty] | ABO Wind | https://www.gov.uk/government/publications/renewable-energy-planning-database-monthly-extract#history
United-Kingdom | Leicestershire | Asfordby Business Park (1) | Operational | Electrochemical | Unknown | 23.4 |  |  |  |  | UK Power Reserve | https://www.gov.uk/government/publications/renewable-energy-planning-database-monthly-extract#history ; https://www.energy-storage.news/news/critical-role-on-the-grid-fluence-and-sembcorp-switch-on-another-60mw-of-uk
United-Kingdom | South Yorkshire | Aven Industrial Estate | Authorized | Electrochemical | Unknown | 20 |  |  |  |  | Max Design Consultancy | https://www.gov.uk/government/publications/renewable-energy-planning-database-monthly-extract#history
United-Kingdom | Lancashire | Balle Street | Authorized | Electrochemical | Unknown | [5 empty] | STOR Power | https://www.gov.uk/government/publications/renewable-energy-planning-database-monthly-extract#history
United-Kingdom | West Yorkshire | Barnsdale Road | Cancelled | Electrochemical | Unknown | 3 |  |  |  |  | Flexygen | https://www.gov.uk/government/publications/renewable-energy-planning-database-monthly-extract#history
United-Kingdom | Derbyshire | Batham Gate Battery Storage Development | Cancelled | Electrochemical | Unknown | [5 empty] | Astra Ventures | https://www.gov.uk/government/publications/renewable-energy-planning-database-monthly-extract#history
United-Kingdom | Merseyside | Beaufort Road | Authorized | Electrochemical | Unknown | 20 |  |  |  |  | UK Power Reserve | https://www.gov.uk/government/publications/renewable-energy-planning-database-monthly-extract#history
United-Kingdom | Inverclyde | Berfern Farm | Authorized | Electrochemical | Unknown | 5 |  |  |  |  | Capbal | https://www.gov.uk/government/publications/renewable-energy-planning-database-monthly-extract#history
United-Kingdom | Hampshire | Berry Court Solar Farm - energy storage | Operational | Electrochemical | Unknown | 1 |  |  |  | 2017 | Anesco | https://www.gov.uk/government/publications/renewable-energy-planning-database-monthly-extract#history
United-Kingdom | Leicestershire | Beveridge Lane Battery Storage | Authorized | Electrochemical | Unknown | [5 empty] | Amazon UK | https://www.gov.uk/government/publications/renewable-energy-planning-database-monthly-extract#history
United-Kingdom | South Yorkshire | Blackburn Meadows | Operational | Electrochemical | Unknown | 10 |  |  |  | 2017 | E.ON | https://www.gov.uk/government/publications/renewable-energy-planning-database-monthly-extract#history
United-Kingdom | Cumbria | Blackdyke Farm Battery Storage Project | Authorized | Electrochemical | Unknown | 49.9 |  |  |  |  | Low Carbon | https://www.gov.uk/government/publications/renewable-energy-planning-database-monthly-extract#history
United-Kingdom | Highland | Blackpark Farm | Authorized | Electrochemical | Unknown | 20 |  |  |  |  | Shires Hamilton | https://www.gov.uk/government/publications/renewable-energy-planning-database-monthly-extract#history
United-Kingdom | Derbyshire | Bochum Parkway | Cancelled | Electrochemical | Unknown | [5 empty] | Tiger Energy | https://www.gov.uk/government/publications/renewable-energy-planning-database-monthly-extract#history
United-Kingdom | North Yorkshire | Boscar Grange Farm | Under construction | Electrochemical | Unknown | 27 |  |  |  |  | Gridserve | https://www.gov.uk/government/publications/renewable-energy-planning-database-monthly-extract#history
United-Kingdom | Essex | Braintree Road Substation | Authorized | Electrochemical | Unknown | 49.9 |  |  |  |  | Pivot Power | https://www.gov.uk/government/publications/renewable-energy-planning-database-monthly-extract#history
United-Kingdom | Humberside | Bransholme, Hull | Cancelled | Electrochemical | Unknown | 18 |  |  |  |  | Aura Power | https://www.gov.uk/government/publications/renewable-energy-planning-database-monthly-extract#history
United-Kingdom | Derbyshire | Breach Farm | Cancelled | Electrochemical | Unknown | 39.99 |  |  |  |  | Green Hedge Energy Barn | https://www.gov.uk/government/publications/renewable-energy-planning-database-monthly-extract#history
United-Kingdom | Derbyshire | Breach Farm - Energy Barn | Authorized | Electrochemical | Unknown | 40 |  |  |  |  | Anesco/ Green Hedge Energy UK | https://www.gov.uk/government/publications/renewable-energy-planning-database-monthly-extract#history
United-Kingdom | Gloucestershire | Bristol Road | Authorized | Electrochemical | Unknown | 20 |  |  |  |  | UK Power Reserve | https://www.gov.uk/government/publications/renewable-energy-planning-database-monthly-extract#history
United-Kingdom | Buckinghamshire | Bumpers Lane Solar Farm | Cancelled | Electrochemical | Unknown | [5 empty] | Anesco | https://www.gov.uk/government/publications/renewable-energy-planning-database-monthly-extract#history
United-Kingdom | Merseyside | Burbo Bank Energy Storage | Authorized | Electrochemical | Unknown | 2 |  |  |  |  | Orsted | https://www.gov.uk/government/publications/renewable-energy-planning-database-monthly-extract#history
United-Kingdom | Lancashire | Burnley Road | Authorized | Electrochemical | Unknown | [5 empty] | UK Power Reserve | https://www.gov.uk/government/publications/renewable-energy-planning-database-monthly-extract#history
United-Kingdom | Merseyside | Burtonhead Road | Cancelled | Electrochemical | Unknown | 30 |  |  |  |  | Tiger Energy | https://www.gov.uk/government/publications/renewable-energy-planning-database-monthly-extract#history
United-Kingdom | Cambridgeshire | Burwell Main Sub-Station | Authorized | Electrochemical | Unknown | 49.9 |  |  |  |  | Unknown | https://www.gov.uk/government/publications/renewable-energy-planning-database-monthly-extract#history
United-Kingdom | Derbyshire | Callywhite Lane Commercial Estate | Authorized | Electrochemical | Unknown | 18 |  |  |  |  | Volta Energy Storage | https://www.gov.uk/government/publications/renewable-energy-planning-database-monthly-extract#history
United-Kingdom | Derbyshire | Calow Green Farm | Authorized | Electrochemical | Unknown | 14 |  |  |  |  | Enso Energy | https://www.gov.uk/government/publications/renewable-energy-planning-database-monthly-extract#history
United-Kingdom | Middlewich | CARES | Announced | Mechanical | ACAES | 540 | 2500 |  |  | 2025 | Storelectric | https://tyndp.entsoe.eu/tyndp2018/projects/storage_projects/1022
United-Kingdom | Cornwall | Carland Cross Wind Farm - Storage | Authorized | Electrochemical | Unknown | 1 |  |  |  |  | Scottish Power | https://www.gov.uk/government/publications/renewable-energy-planning-database-monthly-extract#history
United-Kingdom | Merseyside | Carnegie Road (Phase 2) | Authorized | Electrochemical | Unknown | 40 |  |  |  |  | Unknown | https://www.gov.uk/government/publications/renewable-energy-planning-database-monthly-extract#history
United-Kingdom | Powys | Cefn y Maes Community Renewable Energy Park | Authorized | Electrochemical | Unknown | 0.5 |  |  |  |  | Cefn y Maes Community / REG Power Management | https://www.gov.uk/government/publications/renewable-energy-planning-database-monthly-extract#history
United-Kingdom | Bedfordshire | Chapel Farm | Authorized | Electrochemical | Unknown | 49.5 |  |  |  |  | Harmony Energy | https://www.gov.uk/government/publications/renewable-energy-planning-database-monthly-extract#history
United-Kingdom | Merseyside | Charleywood Road, Knowsley Industrial Park | Authorized | Electrochemical | Unknown | 49.9 |  |  |  |  | Unknown | https://www.gov.uk/government/publications/renewable-energy-planning-database-monthly-extract#history
United-Kingdom | Northamptonshire | Chelveston Renewable Energy Park | Under construction | Electrochemical | Unknown | 20 |  |  |  |  | Federal Estates | https://www.gov.uk/government/publications/renewable-energy-planning-database-monthly-extract#history
United-Kingdom |  | Cheshire Gas CAES | Announced | Mechanical | CAES | 300 | 1500 |  |  | 2025 | Storelectric | https://tyndp.entsoe.eu/tyndp2018/projects/storage_projects/1023
United-Kingdom | Hampshire | Chineham Battery Energy Storage Facility | Cancelled | Electrochemical | Unknown | 15 |  |  |  |  | Camborne Energy Storage | https://www.gov.uk/government/publications/renewable-energy-planning-database-monthly-extract#history
United-Kingdom | Avon | Chittening Road | Cancelled | Electrochemical | Unknown | 20 |  |  |  |  | Anesco | https://www.gov.uk/government/publications/renewable-energy-planning-database-monthly-extract#history
United-Kingdom | Buckinghamshire | Church Farm | Authorized | Electrochemical | Unknown | [5 empty] | Lightsource BP | https://www.gov.uk/government/publications/renewable-energy-planning-database-monthly-extract#history
United-Kingdom | Essex | Claredown Farm | Authorized | Electrochemical | Unknown | 20 |  |  |  |  | Energy Reservoir 15 | https://www.gov.uk/government/publications/renewable-energy-planning-database-monthly-extract#history
United-Kingdom | Co. Fermanagh | Classic Marble Showers Site | Submitted | Electrochemical | Unknown | 48 |  |  |  |  | Engie Developments Ireland | https://www.gov.uk/government/publications/renewable-energy-planning-database-monthly-extract#history
United-Kingdom | Bedfordshire | Clayhill | Operational | Electrochemical | Unknown | 6 |  |  |  | 2016 | Anesco | https://www.gov.uk/government/publications/renewable-energy-planning-database-monthly-extract#history
United-Kingdom | Cumbria | Cleator | Operational | Electrochemical | Unknown | 10 |  |  |  | 2018 | Low Carbon | https://www.gov.uk/government/publications/renewable-energy-planning-database-monthly-extract#history
United-Kingdom | North Yorkshire | Cleveland Potash | Operational | Electrochemical | Unknown | 6 |  |  |  | 2017 | Kiwi Power | https://www.gov.uk/government/publications/renewable-energy-planning-database-monthly-extract#history
United-Kingdom | Loch a' Choire Ghlais | Coire Glas-1 | Authorized | Mechanical | PHS | 612 |  |  |  | 2025 | SSE | Power Plant Tracker
United-Kingdom | Loch a' Choire Ghlais | Coire Glas-2 | Submitted | Mechanical | PHS | 1500 | 30000 |  |  | 2025 | SSE | Power Plant Tracker
United-Kingdom | Somerset | Coombe Farm | Authorized | Electrochemical | Unknown | 7.5 |  |  |  |  | KWTN Solar | https://www.gov.uk/government/publications/renewable-energy-planning-database-monthly-extract#history
United-Kingdom | Nottinghamshire | Cotgrave Solar Farm Battery | Cancelled | Electrochemical | Unknown | 1 |  |  |  |  | Anesco | https://www.gov.uk/government/publications/renewable-energy-planning-database-monthly-extract#history
United-Kingdom | Nottinghamshire | Cottam Power Station | Authorized | Electrochemical | Unknown | 49 |  |  |  |  | EDF | https://www.gov.uk/government/publications/renewable-energy-planning-database-monthly-extract#history
United-Kingdom | Humberside | Creyke Beck | Operational | Electrochemical | Unknown | 49.9 |  |  |  | 2018 | Statera Energy | https://www.gov.uk/government/publications/renewable-energy-planning-database-monthly-extract#history
United-Kingdom | Humberside | Creyke Beck Substation | Submitted | Electrochemical | Unknown | 49.5 |  |  |  |  | Unknown | https://www.gov.uk/government/publications/renewable-energy-planning-database-monthly-extract#history
United-Kingdom | Humberside | Creyke Substation | Authorized | Electrochemical | Unknown | 49.5 |  |  |  |  | Harmony Energy Storage | https://www.gov.uk/government/publications/renewable-energy-planning-database-monthly-extract#history
United-Kingdom | Oban | Cruachan-1 | Operational | Mechanical | PHS | 120 | 2727 |  |  | 1965 - 1966 | Drax Group | Power Plant Tracker
United-Kingdom | Oban | Cruachan-2 | Operational | Mechanical | PHS | 120 | 2727 |  |  | 1965 - 1966 | Drax Group | Power Plant Tracker
United-Kingdom | Oban | Cruachan-3 | Operational | Mechanical | PHS | 100 | 2272 |  |  | 1965 - 1966 | Drax Group | Power Plant Tracker
United-Kingdom | Oban | Cruachan-4 | Operational | Mechanical | PHS | 100 | 2272 |  |  | 1965 - 1966 | Drax Group | Power Plant Tracker
United-Kingdom | Oban | Cruachan-extension | Announced | Mechanical | PHS | 600 | 6900 |  |  | 2025 | Drax Group | Power Plant Tracker
United-Kingdom | Oxfordshire | Culham Science Centre | Authorized | Electrochemical | Unknown | 250 |  |  |  |  | CESL UK Atomic Energy Authority | https://www.gov.uk/government/publications/renewable-energy-planning-database-monthly-extract#history
United-Kingdom | Bedfordshire | Dc1 Boscombe Road | Authorized | Electrochemical | Unknown | 1.7 |  |  |  |  | Amazon UK | https://www.gov.uk/government/publications/renewable-energy-planning-database-monthly-extract#history
United-Kingdom | Dinorwig | Dinorwig-1 | Operational | Mechanical | PHS | 336 | 1516 |  |  | 1983 | First Hydro Company | Power Plant Tracker
United-Kingdom | Dinorwig | Dinorwig-2 | Operational | Mechanical | PHS | 336 | 1516 |  |  | 1983 | First Hydro Company | Power Plant Tracker
United-Kingdom | Dinorwig | Dinorwig-3 | Operational | Mechanical | PHS | 336 | 1516 |  |  | 1983 | First Hydro Company | Power Plant Tracker
United-Kingdom | Dinorwig | Dinorwig-4 | Operational | Mechanical | PHS | 336 | 1516 |  |  | 1983 | First Hydro Company | Power Plant Tracker
United-Kingdom | Dinorwig | Dinorwig-5 | Operational | Mechanical | PHS | 336 | 1516 |  |  | 1983 | First Hydro Company | Power Plant Tracker
United-Kingdom | Dinorwig | Dinorwig-6 | Operational | Mechanical | PHS | 336 | 1516 |  |  | 1983 | First Hydro Company | Power Plant Tracker
United-Kingdom | Greater Manchester | Ditchers Farm | Cancelled | Electrochemical | Unknown | [5 empty] | Asta Ventures | https://www.gov.uk/government/publications/renewable-energy-planning-database-monthly-extract#history
United-Kingdom | Conwy | Dolgarrog Hydro Power Station | Authorized | Electrochemical | Unknown | 5 |  |  |  |  | RWE Innogy | https://www.gov.uk/government/publications/renewable-energy-planning-database-monthly-extract#history
United-Kingdom | Essex | Dollymans Storage | Authorized | Electrochemical | Unknown | 49.9 |  |  |  |  | Statera Energy | https://www.gov.uk/government/publications/renewable-energy-planning-database-monthly-extract#history
United-Kingdom | Surrey | Dorking Battery Energy Storage System | Under construction | Electrochemical | Unknown | 6 |  |  |  |  | Grid Battery Storage (GBSL) | https://www.gov.uk/government/publications/renewable-energy-planning-database-monthly-extract#history
United-Kingdom | Strathclyde | Douglas West Wind Farm (extension) | Submitted | Electrochemical | Unknown | 20 |  |  |  |  | Unknown | https://www.gov.uk/government/publications/renewable-energy-planning-database-monthly-extract#history
United-Kingdom | Cleveland | Drax Re-Power | Submitted | Electrochemical | Unknown | 200 |  |  |  |  | Drax Group | https://www.gov.uk/government/publications/renewable-energy-planning-database-monthly-extract#history
United-Kingdom | Argyll and Bute | Drumfad Wood | Authorized | Electrochemical | Unknown | 29.9 |  |  |  |  | Capbal | https://www.gov.uk/government/publications/renewable-energy-planning-database-monthly-extract#history
United-Kingdom | Co. Tyrone | Dungannon Energy Storage System | Authorized | Electrochemical | Unknown | [5 empty] | Low Carbon | https://www.gov.uk/government/publications/renewable-energy-planning-database-monthly-extract#history
United-Kingdom | Angus | East of Crudie Acre Cottage | Cancelled | Electrochemical | Unknown | [5 empty] | Coronation Power / Persimmon Homes | https://www.gov.uk/government/publications/renewable-energy-planning-database-monthly-extract#history
United-Kingdom | Perth and Kinross | Easter Parkhead Farm | Authorized | Electrochemical | Unknown | 19.9 |  |  |  |  | Farmcare Trading | https://www.gov.uk/government/publications/renewable-energy-planning-database-monthly-extract#history
United-Kingdom | Merseyside | Eastham Balacing Services Plant | Cancelled | Electrochemical | Unknown | 27 |  |  |  |  | Peel Land and Property | https://www.gov.uk/government/publications/renewable-energy-planning-database-monthly-extract#history
United-Kingdom | Cornwall | Eden Project | Authorized | Electrochemical | Unknown | 5 |  |  |  |  | Good Energy | https://www.gov.uk/government/publications/renewable-energy-planning-database-monthly-extract#history
United-Kingdom | Oxfordshire | EFDA JJET Fusion Flywheel | Operational | Mechanical | Flywheels | 400 |  |  |  | 2006 | EFDA JET | https://www.gov.uk/government/publications/renewable-energy-planning-database-monthly-extract#history
United-Kingdom | Greater Manchester | Elland Storage Project | Authorized | Electrochemical | Unknown | [5 empty] | UK Battery Storage | https://www.gov.uk/government/publications/renewable-energy-planning-database-monthly-extract#history
United-Kingdom | Cornwall | Ellbridge Lane | Submitted | Electrochemical | Unknown | 49.9 |  |  |  |  | Pivot Power | https://www.gov.uk/government/publications/renewable-energy-planning-database-monthly-extract#history
United-Kingdom | Leicestershire | Enderby Storage, Redcomb Farm | Authorized | Electrochemical | Unknown | 49.9 |  |  |  |  | Statera Energy | https://www.gov.uk/government/publications/renewable-energy-planning-database-monthly-extract#history
United-Kingdom | Greater London | Fair Oak Lane | Cancelled | Electrochemical | Unknown | 49.9 |  |  |  |  | Renewable Energy Systems (RES) | https://www.gov.uk/government/publications/renewable-energy-planning-database-monthly-extract#history
United-Kingdom | Buckinghamshire | Falcon Project | Operational | Electrochemical | Unknown | 0.25 |  |  |  | 2013 | Western Power Distribution | https://www.gov.uk/government/publications/renewable-energy-planning-database-monthly-extract#history
United-Kingdom | Worcestershire | Feckenham Energy Storage System | Cancelled | Electrochemical | Unknown | 18 |  |  |  |  | Anesco | https://www.gov.uk/government/publications/renewable-energy-planning-database-monthly-extract#history
United-Kingdom | Humberside | Ferndale Park Newfields Industrial Estate | Cancelled | Electrochemical | Unknown | [5 empty] | Century Power | https://www.gov.uk/government/publications/renewable-energy-planning-database-monthly-extract#history
United-Kingdom | Ffestiniog | Ffestiniog-1 | Operational | Mechanical | PHS | 96 | 325 |  |  | 1963 | First Hydro Company | Power Plant Tracker
United-Kingdom | Ffestiniog | Ffestiniog-2 | Operational | Mechanical | PHS | 96 | 325 |  |  | 1963 | First Hydro Company | Power Plant Tracker
United-Kingdom | Ffestiniog | Ffestiniog-3 | Operational | Mechanical | PHS | 96 | 325 |  |  | 1963 | First Hydro Company | Power Plant Tracker
United-Kingdom | Ffestiniog | Ffestiniog-4 | Operational | Mechanical | PHS | 96 | 325 |  |  | 1963 | First Hydro Company | Power Plant Tracker
United-Kingdom | Somerset | Fideoak Mills | Authorized | Electrochemical | Unknown | [5 empty] | Taunton Battery Storage | https://www.gov.uk/government/publications/renewable-energy-planning-database-monthly-extract#history
United-Kingdom | Cardiff | Flat Holm Microgrid Project | Operational | Electrochemical | Unknown | 0.005 |  |  |  | 2006 | Wind & Sun | https://www.gov.uk/government/publications/renewable-energy-planning-database-monthly-extract#history
United-Kingdom | Hampshire | Fleet Substation | Submitted | Electrochemical | Unknown | 49.9 |  |  |  |  | Pivot Power | https://www.gov.uk/government/publications/renewable-energy-planning-database-monthly-extract#history
United-Kingdom | South Lanarkshire | Fordmouth, Carnwath | Cancelled | Chemical | P2G | 2 |  |  |  |  | Fordmouth Renewables | https://www.gov.uk/government/publications/renewable-energy-planning-database-monthly-extract#history
United-Kingdom | Aberdeenshire | Fordtown Energy Storage | Submitted | Electrochemical | Unknown | 20 |  |  |  |  | Shires Hamilton | https://www.gov.uk/government/publications/renewable-energy-planning-database-monthly-extract#history
United-Kingdom | Staffordshire | Former Rugeley Power Station | Authorized | Electrochemical | Unknown | 49.9 |  |  |  |  | ENGIE | https://www.gov.uk/government/publications/renewable-energy-planning-database-monthly-extract#history
United-Kingdom | Shetland | Foula Community Electricity Scheme | Operational | Electrochemical | Unknown | 0.016 |  |  |  | 2008 | Foula Community Electricity Trust | https://www.gov.uk/government/publications/renewable-energy-planning-database-monthly-extract#history
United-Kingdom | Gloucestershire | Foxs Lane | Cancelled | Electrochemical | Unknown | 5 |  |  |  |  | Camborne Energy Storage | https://www.gov.uk/government/publications/renewable-energy-planning-database-monthly-extract#history
United-Kingdom |  | Foyers-1 | Operational | Mechanical | PHS | 160 | 3150 |  |  | 1974 | SSE | Power Plant Tracker
United-Kingdom |  | Foyers-2 | Operational | Mechanical | PHS | 160 | 3150 |  |  | 1974 | SSE | Power Plant Tracker
United-Kingdom | Aberdeenshire | Fraserburgh Development | Authorized | Electrochemical | Unknown | 25 |  |  |  |  | Immersa | https://www.gov.uk/government/publications/renewable-energy-planning-database-monthly-extract#history
United-Kingdom | Kent | Gaywood Farm | Authorized | Electrochemical | Unknown | 7.5 |  |  |  |  | Unknown | https://www.gov.uk/government/publications/renewable-energy-planning-database-monthly-extract#history
United-Kingdom | Argyll and Bute | Gigha Wind Farm Battery Project | Stopped | Electrochemical | Unknown | 0.1 |  |  |  | 2016 | Gigha Island community (Multiple Owners) | https://www.gov.uk/government/publications/renewable-energy-planning-database-monthly-extract#history
United-Kingdom | Greater Manchester | Gipsy Lane Battery Energy Storage Facility | Cancelled | Electrochemical | Unknown | [5 empty] | Enso Energy | https://www.gov.uk/government/publications/renewable-energy-planning-database-monthly-extract#history
United-Kingdom | Dumfries & Galloway | Glenmuckloch PSP | Authorized | Mechanical | PHS | 210 |  |  |  | 2022 - 2023 | Buccleuch | Power Plant Tracker
United-Kingdom | Gloucestershire | Gloucestershire Science and Technology Park | Authorized | Electrochemical | Unknown | 30 |  |  |  |  | Ecotricity | https://www.gov.uk/government/publications/renewable-energy-planning-database-monthly-extract#history
United-Kingdom | Gloucestershire | Gloucestershire Science and Technology Park (small) | Authorized | Electrochemical | Unknown | 1 |  |  |  |  | Ecotricity | https://www.gov.uk/government/publications/renewable-energy-planning-database-monthly-extract#history
United-Kingdom | llanberis | Glyn Rhonwy (Chwarel Fawr, Llanberis) | Authorized | Mechanical | PHS | 99.9 |  |  |  |  | Snowdonia Pumped Hydro | Power Plant Tracker
United-Kingdom | Gwynedd | Glyn Rhonwy (smaller version) | Cancelled | Mechanical | PHS | 49.9 |  |  |  |  | Snowdonia Pumped Hydro (Quarry Battery Company) | https://www.gov.uk/government/publications/renewable-energy-planning-database-monthly-extract#history
United-Kingdom | Cumbria | Greenmoor Bank | Cancelled | Electrochemical | Unknown | 49.99 |  |  |  |  | Greenmore Bank Storage | https://www.gov.uk/government/publications/renewable-energy-planning-database-monthly-extract#history
United-Kingdom | Northamptonshire | Grendon Storage | Authorized | Electrochemical | Unknown | 49.9 |  |  |  |  | Statera Energy | https://www.gov.uk/government/publications/renewable-energy-planning-database-monthly-extract#history
United-Kingdom | Wolverhampton | Gresham | Operational | Electrochemical | Unknown | 5 |  |  |  | 2019-04-30 | Gresham House Energy Storage | https://renews.biz/54878/uk-storage-fund-portfolio-expands-with-5mw-battery/
United-Kingdom | Hertfordshire | Hadham Road | Authorized | Electrochemical | Unknown | 10 |  |  |  |  | Unknown | https://www.gov.uk/government/publications/renewable-energy-planning-database-monthly-extract#history
United-Kingdom | Hampshire | Hamble Lane Battery Energy Storage | Submitted | Electrochemical | Unknown | 6 |  |  |  |  | Balanced Grid Solutions | https://www.gov.uk/government/publications/renewable-energy-planning-database-monthly-extract#history
United-Kingdom | Cumbria | Harker Grid Sub Station | Submitted | Electrochemical | Unknown | 49.9 |  |  |  |  | Pivot Power | https://www.gov.uk/government/publications/renewable-energy-planning-database-monthly-extract#history
United-Kingdom | West Yorkshire | Harrop Edge Farm | Cancelled | Electrochemical | Unknown | [5 empty] | UK Battery Storage | https://www.gov.uk/government/publications/renewable-energy-planning-database-monthly-extract#history
United-Kingdom | County Durham | Harrowgate Hill, Darlington / CLNR ESS3-2 | Stopped | Electrochemical | Unknown | 0.05 |  |  |  | 2013 | Northern Powergrid | https://www.gov.uk/government/publications/renewable-energy-planning-database-monthly-extract#history
United-Kingdom | County Durham | Hield House | Cancelled | Electrochemical | Unknown | [5 empty] | Strathmore English Estates | https://www.gov.uk/government/publications/renewable-energy-planning-database-monthly-extract#history
United-Kingdom | County Durham | High Northgate, Darlington / CLNR ESS3-3 | Stopped | Electrochemical | Unknown | 0.1 |  |  |  | 2013 | Northern Powergrid | https://www.gov.uk/government/publications/renewable-energy-planning-database-monthly-extract#history
United-Kingdom | Somerset | Higher Hill Farm Energy Storage | Operational | Electrochemical | Unknown | 0.3 |  |  |  | 2016 | British Solar Renewables / Western Power Distribution / RES | https://www.gov.uk/government/publications/renewable-energy-planning-database-monthly-extract#history
United-Kingdom | South Lanarkshire | Highflat Battery Energy Storage | Cancelled | Electrochemical | Unknown | 19.9 |  |  |  |  | Highflat Energy Storage | https://www.gov.uk/government/publications/renewable-energy-planning-database-monthly-extract#history
United-Kingdom |  | Highview LAES plant | Authorized | Mechanical | LAES | 50 | 250 |  |  | 2021 | Highview Power Storage | https://www.rechargenews.com/transition/1866656/first-commercial-liquid-air-storage-project-gets-go-ahead
United-Kingdom | Berkshire | Highview Pilot Plant | Stopped | Mechanical | LAES | 0.35 | 2.5 |  |  | 2011 | Highview Power Storage | https://www.gov.uk/government/publications/renewable-energy-planning-database-monthly-extract#history
United-Kingdom | Hertfordshire | Hilfield Farm Tech | Cancelled | Electrochemical | Unknown | 49.9 |  |  |  |  | Capbal | https://www.gov.uk/government/publications/renewable-energy-planning-database-monthly-extract#history
United-Kingdom | Leicestershire | Hill Farm - Energy Barn | Operational | Electrochemical | Unknown | 10 |  |  |  | 2017 | Anesco/ Green Hedge Energy UK | https://www.gov.uk/government/publications/renewable-energy-planning-database-monthly-extract#history
United-Kingdom | Essex | Hill Hall | Authorized | Electrochemical | Unknown | [5 empty] | Unknown | https://www.gov.uk/government/publications/renewable-energy-planning-database-monthly-extract#history
United-Kingdom | Greater Manchester | Holden Way | Authorized | Electrochemical | Unknown | 6 |  |  |  |  | STOR Power | https://www.gov.uk/government/publications/renewable-energy-planning-database-monthly-extract#history
United-Kingdom | Highland | Horse Island Microgrid Project | Operational | Electrochemical | Unknown | 0.012 |  |  |  | 2009 | Wind & Sun | https://www.gov.uk/government/publications/renewable-energy-planning-database-monthly-extract#history
United-Kingdom | Kent | Huggin's Hall | Operational | Electrochemical | Unknown | 50 |  |  |  | 2018 | Low Carbon | https://www.gov.uk/government/publications/renewable-energy-planning-database-monthly-extract#history
United-Kingdom | Aberdeenshire | Hywind 2 | Operational | Electrochemical | Unknown | 1 |  |  |  | 2018 | Statoil | https://www.gov.uk/government/publications/renewable-energy-planning-database-monthly-extract#history
United-Kingdom | Highland | Isle of Eigg Electrification Project | Operational | Electrochemical | Unknown | 0.06 |  |  |  | 2008 | Eigg Electric | https://www.gov.uk/government/publications/renewable-energy-planning-database-monthly-extract#history
United-Kingdom | Highland | Isle of Muck Microgrid System | Operational | Electrochemical | Unknown | 0.045 |  |  |  | 2013 | Wind & Sun | https://www.gov.uk/government/publications/renewable-energy-planning-database-monthly-extract#history
United-Kingdom | Highland | Isle of Rum Microgrid Project | Operational | Electrochemical | Unknown | 0.045 |  |  |  | 2015 | Wind & Sun | https://www.gov.uk/government/publications/renewable-energy-planning-database-monthly-extract#history
United-Kingdom | South Yorkshire | J3 Business Park | Authorized | Electrochemical | Unknown | 1 |  |  |  |  | Car Hill Power | https://www.gov.uk/government/publications/renewable-energy-planning-database-monthly-extract#history
United-Kingdom | Warwickshire | Jaguar Land Rover Kingsway Battery | Authorized | Electrochemical | Unknown | [5 empty] | Jaguar Land Rover | https://www.gov.uk/government/publications/renewable-energy-planning-database-monthly-extract#history
United-Kingdom | Perth and Kinross | Jamesfield Organic Centre | Authorized | Electrochemical | Unknown | 19 |  |  |  |  | Harmony Energy Storage | https://www.gov.uk/government/publications/renewable-energy-planning-database-monthly-extract#history
United-Kingdom | Somerset | JB Wheaton | Operational | Electrochemical | Unknown | 0.005 |  |  |  | 2016 | E.ON | https://www.gov.uk/government/publications/renewable-energy-planning-database-monthly-extract#history
United-Kingdom | North Yorkshire | Jenny Field Drive | Authorized | Electrochemical | Unknown | 5 |  |  |  |  | Enstor Power | https://www.gov.uk/government/publications/renewable-energy-planning-database-monthly-extract#history
United-Kingdom | Co. Tyrone | Kells Substation | Cancelled | Electrochemical | Unknown | [5 empty] | Kells Bes | https://www.gov.uk/government/publications/renewable-energy-planning-database-monthly-extract#history
United-Kingdom | Kent | Kemsley Substation | Submitted | Electrochemical | Unknown | 49.9 |  |  |  |  | Pivot Power | https://www.gov.uk/government/publications/renewable-energy-planning-database-monthly-extract#history
United-Kingdom | Essex | Kentishes West, Essex | Authorized | Electrochemical | Unknown | [5 empty] | Push Energy | https://www.gov.uk/government/publications/renewable-energy-planning-database-monthly-extract#history
United-Kingdom | Highland | Kerrow Farm | Submitted | Electrochemical | Unknown | 20 |  |  |  |  | Shires Hamilton | https://www.gov.uk/government/publications/renewable-energy-planning-database-monthly-extract#history
United-Kingdom | Humberside | Kiln Lane Industrial Estate | Authorized | Electrochemical | Unknown | [5 empty] | Little Fair Energy | https://www.gov.uk/government/publications/renewable-energy-planning-database-monthly-extract#history
United-Kingdom | Greater Manchester | Kilshaw Street | Authorized | Electrochemical | Unknown | 20 |  |  |  |  | Capbal | https://www.gov.uk/government/publications/renewable-energy-planning-database-monthly-extract#history
United-Kingdom | West Sussex | Kings Barn Farm - Energy Barn | Operational | Electrochemical | Unknown | 10 |  |  |  | 2017 | Anesco/ Green Hedge Energy UK | https://www.gov.uk/government/publications/renewable-energy-planning-database-monthly-extract#history
United-Kingdom | Inverclyde | Kip Water Hydro Scheme | Submitted | Electrochemical | Unknown | 1 |  |  |  |  | Greenock Hydro Power | https://www.gov.uk/government/publications/renewable-energy-planning-database-monthly-extract#history
United-Kingdom | West Yorkshire | Kirkhaw Lane | Cancelled | Electrochemical | Unknown | 20 |  |  |  |  | Unknown | https://www.gov.uk/government/publications/renewable-energy-planning-database-monthly-extract#history
United-Kingdom | West Yorkshire | Kirkhaw Lane - Resubmission | Authorized | Electrochemical | Unknown | 20 |  |  |  |  | Volta Energy Storage | https://www.gov.uk/government/publications/renewable-energy-planning-database-monthly-extract#history
United-Kingdom | Cleveland | Lackenby | Authorized | Electrochemical | Unknown | 49.9 |  |  |  |  | EDF | https://www.gov.uk/government/publications/renewable-energy-planning-database-monthly-extract#history
United-Kingdom | Hampshire | Land Adj Harmer Warren Quarry | Authorized | Electrochemical | Unknown | [5 empty] | Somerley Estate | https://www.gov.uk/government/publications/renewable-energy-planning-database-monthly-extract#history
United-Kingdom | Falkirk | Land adjacent Bonnybridge Substation | Authorized | Electrochemical | Unknown | 19.9 |  |  |  |  | Reliable Generation | https://www.gov.uk/government/publications/renewable-energy-planning-database-monthly-extract#history
United-Kingdom | Kent | Land Adjacent Davanden Kennels | Authorized | Electrochemical | Unknown | 7.5 |  |  |  |  | Enso Energy | https://www.gov.uk/government/publications/renewable-energy-planning-database-monthly-extract#history
United-Kingdom | West Yorkshire | Land Adjacent to 4 Redcote Lane | Authorized | Electrochemical | Unknown | 49.9 |  |  |  |  | CJ Energy | https://www.gov.uk/government/publications/renewable-energy-planning-database-monthly-extract#history
United-Kingdom | Leicestershire | Land at and adjacent to Leicester Forest Services | Authorized | Electrochemical | Unknown | 1.5 |  |  |  |  | Camborne Energy Storage | https://www.gov.uk/government/publications/renewable-energy-planning-database-monthly-extract#history
United-Kingdom | Cumbria | Land at Calwaite | Authorized | Electrochemical | Unknown | 6 |  |  |  |  | Balance Power | https://www.gov.uk/government/publications/renewable-energy-planning-database-monthly-extract#history
United-Kingdom | Merseyside | Land at Carnegie Road | Operational | Electrochemical | Unknown | 20 |  |  |  | 2018 | Orsted | https://www.gov.uk/government/publications/renewable-energy-planning-database-monthly-extract#history
United-Kingdom | Wiltshire | Land at Court Farm | Cancelled | Electrochemical | Unknown | [5 empty] | Enso Energy | https://www.gov.uk/government/publications/renewable-energy-planning-database-monthly-extract#history | Investment : EU15m
United-Kingdom | Tyne and Wear | Land at Derwenthaugh Eco Parc | Authorized | Electrochemical | Unknown | 29 |  |  |  |  | Derwenthaugh | https://www.gov.uk/government/publications/renewable-energy-planning-database-monthly-extract#history
United-Kingdom | Devon | Land At Dunkeswell Airfield | Authorized | Electrochemical | Unknown | 6.5 |  |  |  |  | Conrad (Calne) | https://www.gov.uk/government/publications/renewable-energy-planning-database-monthly-extract#history
United-Kingdom | Gloucestershire | Land North of Actrees Solar Farm | Submitted | Electrochemical | Unknown | 49.9 |  |  |  |  | Immersa | https://www.gov.uk/government/publications/renewable-energy-planning-database-monthly-extract#history
United-Kingdom | Fife | Land North of Thornton Road | Authorized | Electrochemical | Unknown | 19.9 |  |  |  |  | South Redhouse | https://www.gov.uk/government/publications/renewable-energy-planning-database-monthly-extract#history
United-Kingdom | Kent | Land off Queenborough Road | Authorized | Electrochemical | Unknown | 40 |  |  |  |  | UK Power Reserve | https://www.gov.uk/government/publications/renewable-energy-planning-database-monthly-extract#history
United-Kingdom | Renfrewshire | Land off Shilton Lane | Authorized | Electrochemical | Unknown | 19 |  |  |  |  | Flexible Grid Power | https://www.gov.uk/government/publications/renewable-energy-planning-database-monthly-extract#history
United-Kingdom | Wrexham | Land SE of, Spectrum Business Park | Authorized | Electrochemical | Unknown | [5 empty] | Volta Energy Storage | https://www.gov.uk/government/publications/renewable-energy-planning-database-monthly-extract#history
United-Kingdom | Renfrewshire | Land SW of Shilton Cottage | Authorized | Electrochemical | Unknown | 29.9 |  |  |  |  | Muirhall Energy | https://www.gov.uk/government/publications/renewable-energy-planning-database-monthly-extract#history
United-Kingdom | Falkirk | Land To The East Of Wholeflats Road | Authorized | Electrochemical | Unknown | 20 |  |  |  |  | CJ Energy | https://www.gov.uk/government/publications/renewable-energy-planning-database-monthly-extract#history
United-Kingdom | Hereford and Worcester | Land to the west of Clay Hill Pit | Authorized | Electrochemical | Unknown | 20 |  |  |  |  | Energy Reservoirs | https://www.gov.uk/government/publications/renewable-energy-planning-database-monthly-extract#history
United-Kingdom | Lancashire | Lascar Works | Operational | Electrochemical | Unknown | 20 |  |  |  | 2019 | Anesco | https://www.gov.uk/government/publications/renewable-energy-planning-database-monthly-extract#history
United-Kingdom | Lancashire | Lathom (Pilkington Technical Centre) Battery Storage | Authorized | Electrochemical | Unknown | 2 |  |  |  |  | Lightsource BP | https://www.gov.uk/government/publications/renewable-energy-planning-database-monthly-extract#history
United-Kingdom | Wiltshire | Leechpool Farm, Norrington Battery Storage | Authorized | Electrochemical | Unknown | 13 |  |  |  |  | Ecotricity | https://www.gov.uk/government/publications/renewable-energy-planning-database-monthly-extract#history
United-Kingdom | Cheshire | Leighton Hall Farm | Authorized | Electrochemical | Unknown | 20 |  |  |  |  | Energy Demand and Response | https://www.gov.uk/government/publications/renewable-energy-planning-database-monthly-extract#history
United-Kingdom | Lincolnshire | Leverton Farm - Energy Barn | Operational | Electrochemical | Unknown | 10 |  |  |  | 2018 | Eelpower | https://www.gov.uk/government/publications/renewable-energy-planning-database-monthly-extract#history
United-Kingdom | Berkshire | Limberlost Solar Farm | Operational | Electrochemical | Unknown | 0.25 |  |  |  | 2015 | Anesco | https://www.gov.uk/government/publications/renewable-energy-planning-database-monthly-extract#history
United-Kingdom | Buckinghamshire | Litchlake Farm | Authorized | Electrochemical | Unknown | 10 |  |  |  |  | Hall Farm Energy | https://www.gov.uk/government/publications/renewable-energy-planning-database-monthly-extract#history
United-Kingdom | Avon | Lockleaze Energy Storage | Operational | Electrochemical | Unknown | 15 |  |  |  | 2017 | Aura Power | https://www.gov.uk/government/publications/renewable-energy-planning-database-monthly-extract#history
United-Kingdom | Essex | London Distribution Park | Authorized | Electrochemical | Unknown | 3.77 |  |  |  |  | Amazon UK | https://www.gov.uk/government/publications/renewable-energy-planning-database-monthly-extract#history
United-Kingdom | South Yorkshire | Long Lands Lane | Cancelled | Electrochemical | Unknown | 12 |  |  |  |  | Tiger Energy | https://www.gov.uk/government/publications/renewable-energy-planning-database-monthly-extract#history
United-Kingdom | Co. Antrim | Long Mountain Wind Farm | Submitted | Electrochemical | Unknown | 0.5 |  |  |  |  | Viridian Energy Supply | https://www.gov.uk/government/publications/renewable-energy-planning-database-monthly-extract#history
United-Kingdom | Hampshire | Lovedean Energy Storage System | Cancelled | Electrochemical | Unknown | 49.9 |  |  |  |  | Anesco | https://www.gov.uk/government/publications/renewable-energy-planning-database-monthly-extract#history
United-Kingdom | Hampshire | Lovedean Substation | Submitted | Electrochemical | Unknown | 49.9 |  |  |  |  | Pivot Power | https://www.gov.uk/government/publications/renewable-energy-planning-database-monthly-extract#history
United-Kingdom | Devon | Lower Veiges Plantation | Cancelled | Electrochemical | Unknown | [5 empty] | Veiges Farm Solar Park | https://www.gov.uk/government/publications/renewable-energy-planning-database-monthly-extract#history
United-Kingdom | Buckinghamshire | Lye Green Energy Storage | Cancelled | Electrochemical | Unknown | 25 |  |  |  |  | Harmony Energy Storage | https://www.gov.uk/government/publications/renewable-energy-planning-database-monthly-extract#history
United-Kingdom | Humberside | Magnolia Street | Cancelled | Electrochemical | Unknown | 20 |  |  |  |  | Green Hedge Energy | https://www.gov.uk/government/publications/renewable-energy-planning-database-monthly-extract#history
United-Kingdom | Essex | Maldon Hall | Authorized | Electrochemical | Unknown | [5 empty] | Capbal | https://www.gov.uk/government/publications/renewable-energy-planning-database-monthly-extract#history
United-Kingdom | Northumberland | Maltby / CLNR EES1 | Stopped | Electrochemical | Unknown | 0.05 |  |  |  | 2013 | Northern Powergrid | https://www.gov.uk/government/publications/renewable-energy-planning-database-monthly-extract#history
United-Kingdom | Wiltshire | Mannington Battery Storage Plant | Authorized | Electrochemical | Unknown | 49.9 |  |  |  |  | Public Power Solutions | https://www.gov.uk/government/publications/renewable-energy-planning-database-monthly-extract#history
United-Kingdom | Lincolnshire | Manor Farm Energy Storage | Authorized | Electrochemical | Unknown | 9.6 |  |  |  |  | Anesco | https://www.gov.uk/government/publications/renewable-energy-planning-database-monthly-extract#history
United-Kingdom | Nottinghamshire | Manton Wood | Authorized | Electrochemical | Unknown | 10 |  |  |  |  | Lark Gas Assets | https://www.gov.uk/government/publications/renewable-energy-planning-database-monthly-extract#history
United-Kingdom | Cambridgeshire | Meadow Lane Park and Ride | Authorized | Electrochemical | Unknown | [5 empty] | Cambridgeshire CC / Bouygues Energies | https://www.gov.uk/government/publications/renewable-energy-planning-database-monthly-extract#history
United-Kingdom | Wiltshire | Melksham Substation East Storage | Authorized | Electrochemical | Unknown | 49.99 |  |  |  |  | Statera Energy | https://www.gov.uk/government/publications/renewable-energy-planning-database-monthly-extract#history
United-Kingdom | Wiltshire | Melksham Substation West Storage | Authorized | Electrochemical | Unknown | 49.99 |  |  |  |  | Statera Energy | https://www.gov.uk/government/publications/renewable-energy-planning-database-monthly-extract#history
United-Kingdom | Gloucestershire | Meteor Business Park | Authorized | Electrochemical | Unknown | 20 |  |  |  |  | Safran Landing Systems | https://www.gov.uk/government/publications/renewable-energy-planning-database-monthly-extract#history
United-Kingdom | Lancashire | Middleton Clean Energy Plant | Submitted | Electrochemical | Unknown | 49.9 |  |  |  |  | Lancaster Power | https://www.gov.uk/government/publications/renewable-energy-planning-database-monthly-extract#history
United-Kingdom | Hereford and Worcester | Mill Cottage | Authorized | Electrochemical | Unknown | [5 empty] | Unknown | https://www.gov.uk/government/publications/renewable-energy-planning-database-monthly-extract#history
United-Kingdom | Wiltshire | Minety North | Under construction | Electrochemical | Li-ion | 49.99 |  |  |  | 2020-12-31 | Statera Energy | https://www.gov.uk/government/publications/renewable-energy-planning-database-monthly-extract#history ; http://www.chng.com.cn/eng/n75863/n75941/c39789550/content.html
United-Kingdom | Wiltshire | Minety South Battery Storage | Under construction | Electrochemical | Li-ion | 49.99 |  |  |  | 2020-12-31 | Statera Energy | https://www.gov.uk/government/publications/renewable-energy-planning-database-monthly-extract#history ; http://www.chng.com.cn/eng/n75863/n75941/c39789550/content.html
United-Kingdom | Kent | Neatscourt | Authorized | Electrochemical | Unknown | 1 |  |  |  |  | Kiwi Power | https://www.gov.uk/government/publications/renewable-energy-planning-database-monthly-extract#history
United-Kingdom | South Yorkshire | Nether Moor Field | Authorized | Electrochemical | Unknown | 50 |  |  |  |  | Unknown | https://www.gov.uk/government/publications/renewable-energy-planning-database-monthly-extract#history
United-Kingdom | North Lanarkshire | Netherton Electricity Storage Facility | Authorized | Electrochemical | Unknown | [5 empty] | Spectrum Reserve 5 | https://www.gov.uk/government/publications/renewable-energy-planning-database-monthly-extract#history
United-Kingdom | Essex | Nevendon | Operational | Electrochemical | Unknown | 10 |  |  |  | 2018 | Belectric UK | https://www.gov.uk/government/publications/renewable-energy-planning-database-monthly-extract#history
United-Kingdom | Staffordshire | Noriker Power Staunch | Operational | Electrochemical | Unknown | 20 |  |  |  | 2017 | Hazel Capital/ Noriker Power | https://www.gov.uk/government/publications/renewable-energy-planning-database-monthly-extract#history
United-Kingdom | North Ayrshire | North West Of Jameston Farm | Authorized | Electrochemical | Unknown | 19.9 |  |  |  |  | Unknown | https://www.gov.uk/government/publications/renewable-energy-planning-database-monthly-extract#history
United-Kingdom | Falkirk | North-East of Spitfire Way - GCP | Authorized | Electrochemical | Unknown | [5 empty] | Grid Code Power | https://www.gov.uk/government/publications/renewable-energy-planning-database-monthly-extract#history
United-Kingdom | Shetland | Northern Isles New Energy Solution (NINES) 1 | Operational | Electrochemical | Unknown | 1 |  |  |  | 2014 | Scottish Hydroelectric Power Distribution (SHEPD) | https://www.gov.uk/government/publications/renewable-energy-planning-database-monthly-extract#history
United-Kingdom | Gloucestershire | Northway Lane Waste Transfer Station | Cancelled | Electrochemical | Unknown | 7 |  |  |  |  | Aura Power | https://www.gov.uk/government/publications/renewable-energy-planning-database-monthly-extract#history
United-Kingdom | County Durham | Norton | Authorized | Electrochemical | Unknown | 49 |  |  |  |  | Statera Energy | https://www.gov.uk/government/publications/renewable-energy-planning-database-monthly-extract#history
United-Kingdom | Suffolk | Norwich Road Industrial Estate | Authorized | Electrochemical | Unknown | 40 |  |  |  |  | RNA Energy | https://www.gov.uk/government/publications/renewable-energy-planning-database-monthly-extract#history
United-Kingdom | Norfolk | Norwich Substation Storage Facility | Authorized | Electrochemical | Unknown | 49.9 |  |  |  |  | Pivot Power | https://www.gov.uk/government/publications/renewable-energy-planning-database-monthly-extract#history
United-Kingdom | Leicestershire | Nottingham Road | Authorized | Electrochemical | Unknown | [5 empty] | Suncredit | https://www.gov.uk/government/publications/renewable-energy-planning-database-monthly-extract#history
United-Kingdom | Cheshire | Oil Sites Road | Authorized | Electrochemical | Unknown | 9.629 |  |  |  |  | UK Power Reserve | https://www.gov.uk/government/publications/renewable-energy-planning-database-monthly-extract#history
United-Kingdom | Gloucestershire | Old Green Farm, Alveston Battery Storage | Authorized | Electrochemical | Unknown | 10 |  |  |  |  | Ecotricity | https://www.gov.uk/government/publications/renewable-energy-planning-database-monthly-extract#history
United-Kingdom | North Yorkshire | Osbaldwick Substation | Authorized | Electrochemical | Unknown | 49.9 |  |  |  |  | UK Battery Storage | https://www.gov.uk/government/publications/renewable-energy-planning-database-monthly-extract#history
United-Kingdom | Derbyshire | Oxcroft Solar Farm | Operational | Electrochemical | Unknown | 1 |  |  |  | 2017 | Anesco | https://www.gov.uk/government/publications/renewable-energy-planning-database-monthly-extract#history
United-Kingdom | Somerset | Oxford Road | Authorized | Electrochemical | Unknown | [5 empty] | Renewable Energy Systems (RES) | https://www.gov.uk/government/publications/renewable-energy-planning-database-monthly-extract#history
United-Kingdom | Hampshire | Peel Common Waste Water Treatment Works | Authorized | Electrochemical | Unknown | 20 |  |  |  |  | Hampshire County Council (Southern Water/Enzygo) | https://www.gov.uk/government/publications/renewable-energy-planning-database-monthly-extract#history
United-Kingdom | Lancashire | Peel Road Energy Centre | Authorized | Electrochemical | Unknown | [5 empty] | Suncredit | https://www.gov.uk/government/publications/renewable-energy-planning-database-monthly-extract#history
United-Kingdom | Essex | Pelham | Operational | Electrochemical | Unknown | 49 |  |  |  | 2017 | Statera Energy | https://www.gov.uk/government/publications/renewable-energy-planning-database-monthly-extract#history
United-Kingdom | Neath Port Talbot | Pen y Cymoedd Energy Storage | Operational | Electrochemical | Unknown | 22 |  |  |  | 2018 | Vattenfall | https://www.gov.uk/government/publications/renewable-energy-planning-database-monthly-extract#history
United-Kingdom | Lancashire | Penwortham Sub Station | Authorized | Electrochemical | Unknown | 49.99 |  |  |  |  | Statera Energy | https://www.gov.uk/government/publications/renewable-energy-planning-database-monthly-extract#history
United-Kingdom | Hereford and Worcester | Perseverance Road | Authorized | Electrochemical | Unknown | 20 |  |  |  |  | Noriker Power | https://www.gov.uk/government/publications/renewable-energy-planning-database-monthly-extract#history
United-Kingdom | South Yorkshire | Petre Street | Authorized | Electrochemical | Unknown | 20 |  |  |  |  | RES & National Grid | https://www.gov.uk/government/publications/renewable-energy-planning-database-monthly-extract#history
United-Kingdom | Devon | Philip Dennis Food Service | Operational | Electrochemical | Unknown | 3.75 |  |  |  | 2018 | Philip Dennis Food Service | https://www.gov.uk/government/publications/renewable-energy-planning-database-monthly-extract#history
United-Kingdom | Lancashire | Pikelaw Place | Authorized | Electrochemical | Unknown | 10 |  |  |  |  | Green Hedge Energy UK | https://www.gov.uk/government/publications/renewable-energy-planning-database-monthly-extract#history
United-Kingdom | Lancashire | Pilsworth Landfill Site | Operational | Mechanical | LAES | 5 | 15 |  | National Grid | 2018 | Highview Power Storage | https://www.energystorageexchange.org/projects?q=&title=&ratedPower%5Bmin%5D=&ratedPower%5Bmax%5D=&duration%5Bmin%5D=&duration%5Bmax%5D=&owner=&energyStorageTechnologyProvider=&powerElectronicsProvider=&oMContractor=&developer=&integratorCompany=&isoRto=&state=&country=United%20Kingdom&state=
United-Kingdom | Perth and Kinross | Pleasance Road | Submitted | Electrochemical | Unknown | 45 |  |  |  |  | Coronation Power | https://www.gov.uk/government/publications/renewable-energy-planning-database-monthly-extract#history
United-Kingdom | Kent | Plot 2B EurolinkV | Submitted | Electrochemical | Unknown | 20 |  |  |  |  | Unknown | https://www.gov.uk/government/publications/renewable-energy-planning-database-monthly-extract#history
United-Kingdom | Tyne and Wear | Port of Tyne | Operational | Electrochemical | Unknown | 35 |  |  |  | 2018 | Foresight | https://www.gov.uk/government/publications/renewable-energy-planning-database-monthly-extract#history
United-Kingdom | Co. Armagh | Portadown Road | Authorized | Electrochemical | Unknown | [5 empty] | Low Carbon | https://www.gov.uk/government/publications/renewable-energy-planning-database-monthly-extract#history
United-Kingdom | North Yorkshire | Queen Margarets Industrial Estate | Authorized | Electrochemical | Unknown | 18 |  |  |  |  | Forepower | https://www.gov.uk/government/publications/renewable-energy-planning-database-monthly-extract#history
United-Kingdom | Warwickshire | Radford Solar Farm - energy storage | Cancelled | Electrochemical | Unknown | [5 empty] | Anesco | https://www.gov.uk/government/publications/renewable-energy-planning-database-monthly-extract#history
United-Kingdom | Wiltshire | Ravensroost Farm | Authorized | Electrochemical | Unknown | 49.9 |  |  |  |  | Enso Energy | https://www.gov.uk/government/publications/renewable-energy-planning-database-monthly-extract#history
United-Kingdom | Northumberland | Ray Battery Storage Facility | Authorized | Electrochemical | Unknown | 20 |  |  |  |  | Vattenfall | https://www.gov.uk/government/publications/renewable-energy-planning-database-monthly-extract#history
United-Kingdom | Essex | Rayleigh Transforming Station | Authorized | Electrochemical | Unknown | 10.8 |  |  |  |  | Unknown | https://www.gov.uk/government/publications/renewable-energy-planning-database-monthly-extract#history
United-Kingdom | Highland | Red John Pumped Storage | Submitted | Mechanical | PHS | 499 |  |  |  |  | Intelligent Land Investments | https://www.gov.uk/government/publications/renewable-energy-planning-database-monthly-extract#history
United-Kingdom | Cornwall | Redruth Solar Farm - Penstruthal Farm | Cancelled | Electrochemical | Unknown | [5 empty] | Big60Million/Belectric | https://www.gov.uk/government/publications/renewable-energy-planning-database-monthly-extract#history
United-Kingdom | Devon | Riverford Farm | Authorized | Electrochemical | Unknown | 49.9 |  |  |  |  | Statera Energy | https://www.gov.uk/government/publications/renewable-energy-planning-database-monthly-extract#history
United-Kingdom | London | Riverside Energy Park | Submitted | Electrochemical | Unknown | [5 empty] | Cory Riverside Energy | https://www.gov.uk/government/publications/renewable-energy-planning-database-monthly-extract#history
United-Kingdom | Fife | Roaring Hill Energy Storage Facility | Cancelled | Electrochemical | Unknown | [5 empty] | Renewable Energy Systems (RES) | https://www.gov.uk/government/publications/renewable-energy-planning-database-monthly-extract#history
United-Kingdom | Cumbria | Roosecote | Operational | Electrochemical | Unknown | 49 |  |  |  | 2018 | Centrica | https://www.gov.uk/government/publications/renewable-energy-planning-database-monthly-extract#history
United-Kingdom | Staffordshire | Rubber and Allied Products | Authorized | Electrochemical | Unknown | 40 |  |  |  |  | Volta Energy Storage | https://www.gov.uk/government/publications/renewable-energy-planning-database-monthly-extract#history
United-Kingdom | North Yorkshire | Rusholme Grange | Authorized | Electrochemical | Unknown | 35 |  |  |  |  | Green Hedge Energy | https://www.gov.uk/government/publications/renewable-energy-planning-database-monthly-extract#history
United-Kingdom | Hampshire | Rye Common Lane | Cancelled | Electrochemical | Unknown | 49.5 |  |  |  |  | Harmony Energy | https://www.gov.uk/government/publications/renewable-energy-planning-database-monthly-extract#history
United-Kingdom | Buckinghamshire | Salcey Solar Farm | Operational | Electrochemical | Unknown | 1 |  |  |  | 2017 | Anesco | https://www.gov.uk/government/publications/renewable-energy-planning-database-monthly-extract#history
United-Kingdom | Humberside | Salt End Lane | Authorized | Electrochemical | Unknown | 49 |  |  |  |  | AMPY Energy Services | https://www.gov.uk/government/publications/renewable-energy-planning-database-monthly-extract#history
United-Kingdom | Gloucestershire | Severn Road | Authorized | Electrochemical | Unknown | 18 |  |  |  |  | FPC Industry & Enterprise | https://www.gov.uk/government/publications/renewable-energy-planning-database-monthly-extract#history
United-Kingdom | Tyne and Wear | Shelley Road | Cancelled | Electrochemical | Unknown | [5 empty] | The Energy Workshop | https://www.gov.uk/government/publications/renewable-energy-planning-database-monthly-extract#history
United-Kingdom | Dumfries and Galloway | Shepherd's Rig Wind Farm | Submitted | Electrochemical | Unknown | 6 |  |  |  |  | Boralex/Infinergy | https://www.gov.uk/government/publications/renewable-energy-planning-database-monthly-extract#history
United-Kingdom | North Yorkshire | Showfield Lane | Authorized | Electrochemical | Unknown | 5 |  |  |  |  | Enstor Energy | https://www.gov.uk/government/publications/renewable-energy-planning-database-monthly-extract#history
United-Kingdom | Northamptonshire | Silver Spinney Farm | Authorized | Electrochemical | Unknown | 5 |  |  |  |  | Eclipse Power Generation | https://www.gov.uk/government/publications/renewable-energy-planning-database-monthly-extract#history
United-Kingdom | Essex | Slamseys Energy Storage | Authorized | Electrochemical | Unknown | 10 |  |  |  |  | Gridserve Energy Storage | https://www.gov.uk/government/publications/renewable-energy-planning-database-monthly-extract#history
United-Kingdom | Dorset | Slepe Farm | Operational | Electrochemical | Unknown | 0.25 |  |  |  | 2014 | Farm Power Apollo/ Anesco | https://www.gov.uk/government/publications/renewable-energy-planning-database-monthly-extract#history
United-Kingdom | Torfaen | Sluvad Road Water Treatment Works | Authorized | Electrochemical | Unknown | [5 empty] | Dwr Cymru Welsh Water | https://www.gov.uk/government/publications/renewable-energy-planning-database-monthly-extract#history
United-Kingdom | Bedfordshire | Smarter Network Storage | Stopped | Electrochemical | Unknown | 6 |  |  |  | 2014 | UK Power Networks | https://www.gov.uk/government/publications/renewable-energy-planning-database-monthly-extract#history
United-Kingdom | Wiltshire | Snarlton Farm | Authorized | Electrochemical | Unknown | 49.9 |  |  |  |  | Immersa | https://www.gov.uk/government/publications/renewable-energy-planning-database-monthly-extract#history
United-Kingdom | Snowdonia | Snowdonia-2 | Announced | Mechanical | PHS | 50 |  |  |  |  | Snowdonia Pumped Hydro | Power Plant Tracker
United-Kingdom | West Yorkshire | South Kirkby Business Park | Authorized | Electrochemical | Unknown | 10 |  |  |  |  | Morris & co Handling | https://www.gov.uk/government/publications/renewable-energy-planning-database-monthly-extract#history
United-Kingdom | Greater London | Southall Lane Waste Depot | Authorized | Electrochemical | Unknown | [5 empty] | London Borough of Hounslow | https://www.gov.uk/government/publications/renewable-energy-planning-database-monthly-extract#history
United-Kingdom | Hampshire | Sparsholt college | Authorized | Electrochemical | Unknown | 2 |  |  |  |  | Ecotricity | https://www.gov.uk/government/publications/renewable-energy-planning-database-monthly-extract#history
United-Kingdom | Falkirk | SPEN Bonnybridge substation | Authorized | Electrochemical | Unknown | [5 empty] | Spectrum Reserve 2 | https://www.gov.uk/government/publications/renewable-energy-planning-database-monthly-extract#history
United-Kingdom | Greater Manchester | Stainland Road | Cancelled | Electrochemical | Unknown | 20 |  |  |  |  | Sterling Power Group | https://www.gov.uk/government/publications/renewable-energy-planning-database-monthly-extract#history
United-Kingdom | Hampshire | Station Road | Cancelled | Electrochemical | Unknown | 49.5 |  |  |  |  | Harmony Energy Storage | https://www.gov.uk/government/publications/renewable-energy-planning-database-monthly-extract#history
United-Kingdom | West Sussex | Steyning Battery Energy Storage Facility | Authorized | Electrochemical | Unknown | 18 |  |  |  |  | AMDC Energy | https://www.gov.uk/government/publications/renewable-energy-planning-database-monthly-extract#history
United-Kingdom | Hampshire | Stockbridge Road | Authorized | Electrochemical | Unknown | 10 |  |  |  |  | Winchester Power | https://www.gov.uk/government/publications/renewable-energy-planning-database-monthly-extract#history
United-Kingdom | Buckinghamshire | Stony Energy Storage Facility | Authorized | Electrochemical | Unknown | [5 empty] | Renewable Energy Systems (RES) | https://www.gov.uk/government/publications/renewable-energy-planning-database-monthly-extract#history
United-Kingdom | Fife | STOR Field 9 | Authorized | Electrochemical | Unknown | 37 |  |  |  |  | Capbal | https://www.gov.uk/government/publications/renewable-energy-planning-database-monthly-extract#history
United-Kingdom | Aberdeenshire | Strichen North | Authorized | Electrochemical | Unknown | 25 |  |  |  |  | Immersa | https://www.gov.uk/government/publications/renewable-energy-planning-database-monthly-extract#history
United-Kingdom | Aberdeenshire | Strichen South | Authorized | Electrochemical | Unknown | 10 |  |  |  |  | Immersa | https://www.gov.uk/government/publications/renewable-energy-planning-database-monthly-extract#history
United-Kingdom | Bedfordshire | Sundon Substation | Authorized | Electrochemical | Unknown | 49.9 |  |  |  |  | Pivot Power | https://www.gov.uk/government/publications/renewable-energy-planning-database-monthly-extract#history
United-Kingdom | Kent | Sundridge Hill | Authorized | Electrochemical | Unknown | 49.5 |  |  |  |  | RNA Energy | https://www.gov.uk/government/publications/renewable-energy-planning-database-monthly-extract#history
United-Kingdom | Leicestershire | Sunnydale Farm | Authorized | Electrochemical | Unknown | 4.23 |  |  |  |  | Sunnydale Farm Energy Storage | https://www.gov.uk/government/publications/renewable-energy-planning-database-monthly-extract#history
United-Kingdom | Aberdeenshire | Tarland Substation | Authorized | Electrochemical | Unknown | [5 empty] | Coronation Power | https://www.gov.uk/government/publications/renewable-energy-planning-database-monthly-extract#history
United-Kingdom | Somerset | Taunton Substation | Authorized | Electrochemical | Unknown | 49.9 |  |  |  |  | Pivot Power | https://www.gov.uk/government/publications/renewable-energy-planning-database-monthly-extract#history
United-Kingdom | Norfolk | The Everest System | Operational | Electrochemical | Unknown | 0.05 |  |  |  | 2016 | Connected Energy | https://www.gov.uk/government/publications/renewable-energy-planning-database-monthly-extract#history
United-Kingdom | Lincolnshire | The Hollies | Authorized | Electrochemical | Unknown | 24 |  |  |  |  | Spencer Farm Produce | https://www.gov.uk/government/publications/renewable-energy-planning-database-monthly-extract#history
United-Kingdom | South Yorkshire | Thrybergh Hydroelectric Scheme | Operational | Electrochemical | Unknown | 0.26 |  |  |  | 2015 | Barn Energy | https://www.gov.uk/government/publications/renewable-energy-planning-database-monthly-extract#history
United-Kingdom | Wiltshire | Tiddlywink Barn | Cancelled | Electrochemical | Unknown | 5 |  |  |  |  | Conrad (Calne) | https://www.gov.uk/government/publications/renewable-energy-planning-database-monthly-extract#history
United-Kingdom | Kent | Tilbury Energy Centre | Authorized | Electrochemical | Unknown | 100 |  |  |  |  | RWE Generation | https://www.gov.uk/government/publications/renewable-energy-planning-database-monthly-extract#history
United-Kingdom | South Yorkshire | Tofts Lane | Authorized | Electrochemical | Unknown | 40 |  |  |  |  | Enstor Power UK | https://www.gov.uk/government/publications/renewable-energy-planning-database-monthly-extract#history
United-Kingdom | Hertfordshire | Tollgate Battery Storage Facil | Cancelled | Electrochemical | Unknown | 49.5 |  |  |  |  | RNA Energy | https://www.gov.uk/government/publications/renewable-energy-planning-database-monthly-extract#history
United-Kingdom | Hertfordshire | Tollgate Farm Battery Storage (Resubmission) | Authorized | Electrochemical | Unknown | 49.5 |  |  |  |  | RNA Energy | https://www.gov.uk/government/publications/renewable-energy-planning-database-monthly-extract#history
United-Kingdom | West Lothian | Tormywheel Wind Farm | Submitted | Electrochemical | Unknown | 1 |  |  |  |  | Muirhall Energy | https://www.gov.uk/government/publications/renewable-energy-planning-database-monthly-extract#history
United-Kingdom | Newport | Traston Road | Authorized | Electrochemical | Unknown | 20 |  |  |  |  | UK Power Reserve | https://www.gov.uk/government/publications/renewable-energy-planning-database-monthly-extract#history
United-Kingdom | Nottinghamshire | Trent Basin Community Battery | Operational | Electrochemical | Unknown | 0.5 |  |  |  | 2018 | EvoEnergy | https://www.gov.uk/government/publications/renewable-energy-planning-database-monthly-extract#history
United-Kingdom | Cornwall | Trevol Business Park | Submitted | Electrochemical | Unknown | 10 |  |  |  |  | Unknown | https://www.gov.uk/government/publications/renewable-energy-planning-database-monthly-extract#history
United-Kingdom | Dumfries and Galloway | Troston Loch Wind Farm | Submitted | Electrochemical | Unknown | 20 |  |  |  |  | EDF | https://www.gov.uk/government/publications/renewable-energy-planning-database-monthly-extract#history
United-Kingdom | Tyne and Wear | Tynemouth Energy Storage System (TESS) | Operational | Electrochemical | Unknown | 25 | 12.5 |  |  | 2018 | ENEL | https://www.gov.uk/government/publications/renewable-energy-planning-database-monthly-extract#history
United-Kingdom | Stirling | Unit 15, Borrowmeadow Road | Authorized | Electrochemical | Unknown | 19 |  |  |  |  | Flexible Grid Power | https://www.gov.uk/government/publications/renewable-energy-planning-database-monthly-extract#history
United-Kingdom | Oxfordshire | Ventura Park | Authorized | Electrochemical | Unknown | 7 |  |  |  |  | British Solar Renewables | https://www.gov.uk/government/publications/renewable-energy-planning-database-monthly-extract#history
United-Kingdom | Gloucestershire | Watts Group Factory Site | Authorized | Electrochemical | Unknown | 10 |  |  |  |  | Green Hedge Energy UK | https://www.gov.uk/government/publications/renewable-energy-planning-database-monthly-extract#history
United-Kingdom | West Burton | West Burton | Operational | Electrochemical | Li-ion | 49 | 24.5 |  | National Grid | 2018-06-22 | EDF | https://www.energy-storage.news/news/edfs-completed-49mw-battery-system-brings-nearly-all-efr-projects-over-the
United-Kingdom | Greater Manchester | West Didsbury Battery Storage | Authorized | Electrochemical | Unknown | 49.99 |  |  |  |  | Statera Energy | https://www.gov.uk/government/publications/renewable-energy-planning-database-monthly-extract#history
United-Kingdom | Greater London | Western International Market (WIM) Site | Operational | Electrochemical | Unknown | 0.24 |  |  |  | 2016 | London Borough of Hounslow | https://www.gov.uk/government/publications/renewable-energy-planning-database-monthly-extract#history
United-Kingdom | Fife | Westfield Restoration and Regeneration Project | Cancelled | Electrochemical | Unknown | [5 empty] | Brockwell Energy | https://www.gov.uk/government/publications/renewable-energy-planning-database-monthly-extract#history
United-Kingdom | Cleveland | Whelley Hill Farm | Cancelled | Electrochemical | Unknown | 25 |  |  |  |  | Volta Energy Storage | https://www.gov.uk/government/publications/renewable-energy-planning-database-monthly-extract#history
United-Kingdom | South Lanarkshire | Whitelaw Brae Wind farm | Authorized | Electrochemical | Unknown | 4 |  |  |  |  | 2020 Renewables | https://www.gov.uk/government/publications/renewable-energy-planning-database-monthly-extract#history
United-Kingdom | Renfrewshire | Whitelee Wind Farm Battery Storage Extension | Authorized | Electrochemical | Unknown | 50 |  |  |  |  | Arcus Consultancy Services | https://www.gov.uk/government/publications/renewable-energy-planning-database-monthly-extract#history
United-Kingdom | Newport | Whitson Electricity Substation | Authorized | Electrochemical | Unknown | [5 empty] | Gwent Farmers' Community Solar Partnership | https://www.gov.uk/government/publications/renewable-energy-planning-database-monthly-extract#history
United-Kingdom | Gloucestershire | Willersey solar farm | Operational | Electrochemical | Unknown | 1 |  |  |  | 2019 | Belectric UK | https://www.gov.uk/government/publications/renewable-energy-planning-database-monthly-extract#history
United-Kingdom | Northamptonshire | Wold Road (land south of) Peak Power Generation Plant | Authorized | Electrochemical | Unknown | [5 empty] | First Renewable | https://www.gov.uk/government/publications/renewable-energy-planning-database-monthly-extract#history
United-Kingdom | Staffordshire | Wolverhampton West Sub Station | Authorized | Electrochemical | Unknown | 49.99 |  |  |  |  | Statera Energy | https://www.gov.uk/government/publications/renewable-energy-planning-database-monthly-extract#history
United-Kingdom | County Durham | Wooler Ramsey / CLNR ESS2-1 | Stopped | Electrochemical | Unknown | 0.1 |  |  |  | 2013 | Northern Powergrid | https://www.gov.uk/government/publications/renewable-energy-planning-database-monthly-extract#history
United-Kingdom | Northumberland | Wooler St. Mary / CLNR ESS2-2 | Stopped | Electrochemical | Unknown | 0.1 |  |  |  | 2013 | Northern Powergrid | https://www.gov.uk/government/publications/renewable-energy-planning-database-monthly-extract#history
United-Kingdom | Scottish Borders | Wull Muir Wind Farm | Submitted | Electrochemical | Unknown | 4 |  |  |  |  | Energiekontor UK | https://www.gov.uk/government/publications/renewable-energy-planning-database-monthly-extract#history
Spain | Caracava de la Cruz | Caracava de la Cruz | Operational | Electrochemical | Li-ion | 0.6 | 3 | DSO |  | 2019 | Iberdrola | https://www.energy-storage.news/news/iberdrola-powers-up-spains-first-distribution-grid-connected-battery-storag
Spain | Teruel | Teruel | Announced | Electrochemical | Unknown | 159.3 |  |  |  |  | Endesa | https://www.energias-renovables.com/panorama/endesa-situa-en-teruel-la-mayor-planta-20191213/
Portugal | Alverca do Ribatejo | Ribatejo | Announced | Chemical | P2G | 1 | 12 |  |  |  | EDP | https://www.edp.com/en/news/2019/12/11/edp-prepares-a-project-test-hydrogen-central-do-ribatejo

## Remarkable projects
Country | City | Facility Name | Facility Status | Technology type | Sub-technology | Power installed capacity (MW) | Energy Capacity (MWh) | Grid connection level | Grid Operator | Date of commisionning | Operator | Source
Germany | Huntorf | Huntorf | Operational | Mechanical | CAES | 290 | 580 |  |  | 1978-12-31 | Uniper centrales | IRENA - ES and renewables : costs and markets to 2030 | Major and first CAES facility
Germany | Cottbus | Cottbus | Announced | Electrochemical | Li-ion | 50 |  |  |  | 2020 | Leag | Mittelstand Global - Energy Storage Technology - Business Models - Trends | Recent project
United-Kingdom | Cleveland | Drax Re-Power | Submitted | Electrochemical | Unknown | 200 |  |  |  |  | Drax Group | https://www.gov.uk/government/publications/renewable-energy-planning-database-monthly-extract#history | Important Capacity
Germany | Cremzow | Cremzow | Operational | Electrochemical | Li-ion | 22 | 31.6 |  |  | 2019-05-20 | Enel/Leclanche | Mittelstand Global - Energy Storage Technology - Business Models - Trends | Recent project
Hungary | Budapest | Wärtsilä | Operational | Electrochemical | Li-ion | 6 | 4 |  |  | 2018 | Alteo | https://www.pv-magazine.com/2018/08/23/wartsila-completes-its-first-european-energy-storage-project/ | Small storage market (not Germany, not UK)

## Behind the meter Data
Country | Installed Behind the Meter Storage | Sources
Austria | Between 5000 & 6000 households battery storage facilitites : estimation 20 MW (3.5 kW/household) | Oesterreich Energy
Belgium | No statistics available | Ministry
Bulgaria | No statistics available
Croatia | No statistics available (just a case study) | https://www.mdpi.com/1996-1073/12/3/376/htm
Cyprus | No statistics available | Ministry
Czech Republic | 7 MW (estimated with the number of applications, 3.5 kW/household) | Akubat Asociace
Denmark | No statistics available | https://www.store-project.eu/documents/target-country-results/en_GB/energy-storage-needs-in-denmark
Estonia | The PV association CEO said storage is still not economically feasible in the Estonian electricity market, as grid power is cheap. | https://www.pv-magazine.com/2019/01/22/solar-installations-see-an-unprecedented-boom-in-estonia/
Finland | No statistics available | Energiavirasto
France | 6 GW (back-up capacities in industrial and tertiary sites) | https://atee.fr/system/files/2020-02/peps4-rapport-d-etude-v9.pdf (page 8)
Germany | 2018 : 400 MW - 900 MWh | Speichermonitoring - Markt- und Technologieentwicklung von PV-Heimspeichern in Deutschland (2019)
Greece | No statistics available | Ministry
Hungary | No statistics available
Ireland | No statistics available
Italy | No statistics available
Latvia | No statistics available
Lithuania | No statistics available | Ministry
Luxembourg | No statistics available | Ministry
Malta | No statistics available
Netherlands | No statistics available
Poland | No statistics available | ARE SA
Portugal | No statistics available | Ministry
Romania | No statistics available
Slovakia | 11.6 MWh storage capacity- hybrid photovoltaic systems (approx. 2350 household installations; from 0,1 kWh to 20 kWh) | Slovaka Innovation and Energy Agency (SIEA)
Slovenia | No statistics available
Spain | No statistics available | Ministry
Sweden | 400 installations in homes, approx, 4 MW | Ministry
United-Kingdom | No statistics available | Regen

## Comments
Comments :
Our database does not include Latvia and Malta facilities projects as we didn't find any data for this two countries.